## Jomar List Prices
Modification Date | 2025-05-08
Part # | Model # | Size | 4/17/2025 List Prices | Case QTY | Carton QTY | Weight | UPC | Part Description
200-401SSG | T-200CSSG | 1/4" | 38.154 | 50 | 10 | 29 | 662527316752 | Lead Free Bronze Ball Valve, 2 Piece, Full Port, Threaded Connection, Stainless Streel Trim, 600 CWP, 150 WSP
200-402SSG | T-200CSSG | 3/8" | 38.151 | 50 | 10 | 27 | 662527316769 | Lead Free Bronze Ball Valve, 2 Piece, Full Port, Threaded Connection, Stainless Streel Trim, 600 CWP, 150 WSP
200-403SSG | T-200CSSG | 1/2" | 38.352 | 40 | 10 | 29 | 662527316776 | Lead Free Bronze Ball Valve, 2 Piece, Full Port, Threaded Connection, Stainless Streel Trim, 600 CWP, 150 WSP
200-404SSG | T-200CSSG | 3/4" | 59.717 | 27 | 3 | 32 | 662527316783 | Lead Free Bronze Ball Valve, 2 Piece, Full Port, Threaded Connection, Stainless Streel Trim, 600 CWP, 150 WSP
200-405SSG | T-200CSSG | 1" | 75.553 | 18 | 6 | 33 | 662527316790 | Lead Free Bronze Ball Valve, 2 Piece, Full Port, Threaded Connection, Stainless Streel Trim, 600 CWP, 150 WSP
200-406SSG | T-200CSSG | 1-1/4" | 158.007 | 12 | 2 | 29 | 662527316806 | Lead Free Bronze Ball Valve, 2 Piece, Full Port, Threaded Connection, Stainless Streel Trim, 600 CWP, 150 WSP
200-407SSG | T-200CSSG | 1-1/2" | 227.141 | 8 | 4 | 31 | 662527316813 | Lead Free Bronze Ball Valve, 2 Piece, Full Port, Threaded Connection, Stainless Streel Trim, 600 CWP, 150 WSP
200-408SSG | T-200CSSG | 2" | 338.595 | 4 | 1 | 24 | 662527316820 | Lead Free Bronze Ball Valve, 2 Piece, Full Port, Threaded Connection, Stainless Streel Trim, 600 CWP, 150 WSP
200-409SSG | T-200CSSG | 2-1/2" | 959.972 | 2 | 1 | 29 | 662527316837 | Lead Free Bronze Ball Valve, 2 Piece, Full Port, Threaded Connection, Stainless Streel Trim, 600 CWP, 150 WSP
200-410SSG | T-200CSSG | 3" | 1355.899 | 1 | 1 | 20 | 662527316844 | Lead Free Bronze Ball Valve, 2 Piece, Full Port, Threaded Connection, Stainless Streel Trim, 600 CWP, 150 WSP
200-413SSG | S-200CSSG | 1/2" | 38.352 | 48 | 12 | 33 | 662527316851 | Lead Free Bronze Ball Valve, 2 Piece, Full Port, Solder Connection, Stainless Streel Trim, 600 CWP, 150 WSP
200-414SSG | S-200CSSG | 3/4" | 59.717 | 24 | 8 | 28 | 662527316868 | Lead Free Bronze Ball Valve, 2 Piece, Full Port, Solder Connection, Stainless Streel Trim, 600 CWP, 150 WSP
200-415SSG | S-200CSSG | 1" | 75.553 | 16 | 4 | 31 | 662527316875 | Lead Free Bronze Ball Valve, 2 Piece, Full Port, Solder Connection, Stainless Streel Trim, 600 CWP, 150 WSP
200-416SSG | S-200CSSG | 1-1/4" | 158.007 | 12 | 2 | 29 | 662527316882 | Lead Free Bronze Ball Valve, 2 Piece, Full Port, Solder Connection, Stainless Streel Trim, 600 CWP, 150 WSP
200-417SSG | S-200CSSG | 1-1/2" | 227.141 | 8 | 1 | 32 | 662527316899 | Lead Free Bronze Ball Valve, 2 Piece, Full Port, Solder Connection, Stainless Streel Trim, 600 CWP, 150 WSP
200-418SSG | S-200CSSG | 2" | 338.595 | 4 | 1 | 26 | 662527316905 | Lead Free Bronze Ball Valve, 2 Piece, Full Port, Solder Connection, Stainless Streel Trim, 600 CWP, 150 WSP
200-419SSG | S-200CSSG | 2-1/2” | 959.972 | 2 | 1 | 28 | 662527316912 | Lead Free Bronze Ball Valve, 2 Piece, Full Port, Solder Connection, Stainless Streel Trim, 600 CWP, 150 WSP
200-420SSG | S-200CSSG | 3” | 1355.899 | 1 | 1 | 20 | 662527316929 | Lead Free Bronze Ball Valve, 2 Piece, Full Port, Solder Connection, Stainless Streel Trim, 600 CWP, 150 WSP
200-401SSG-LH | T-200CSSG-LH | 1/4" | 53.648 |  |  |  | 662527317742 | Lead Free Bronze Ball Valve, Full Port, 2 Piece, Threaded Connection, Stainless Steel Trim, Locking Handle, 600 CWP, 150 WSP
200-402SSG-LH | T-200CSSG-LH | 3/8" | 53.645 |  |  |  | 662527317759 | Lead Free Bronze Ball Valve, Full Port, 2 Piece, Threaded Connection, Stainless Steel Trim, Locking Handle, 600 CWP, 150 WSP
200-403SSG-LH | T-200CSSG-LH | 1/2" | 53.846 |  |  |  | 662527317766 | Lead Free Bronze Ball Valve, Full Port, 2 Piece, Threaded Connection, Stainless Steel Trim, Locking Handle, 600 CWP, 150 WSP
200-404SSG-LH | T-200CSSG-LH | 3/4" | 86.123 |  |  |  | 662527317773 | Lead Free Bronze Ball Valve, Full Port, 2 Piece, Threaded Connection, Stainless Steel Trim, Locking Handle, 600 CWP, 150 WSP
200-405SSG-LH | T-200CSSG-LH | 1" | 101.959 |  |  |  | 662527317780 | Lead Free Bronze Ball Valve, Full Port, 2 Piece, Threaded Connection, Stainless Steel Trim, Locking Handle, 600 CWP, 150 WSP
200-406SSG-LH | T-200CSSG-LH | 1-1/4" | 184.414 |  |  |  | 662527317797 | Lead Free Bronze Ball Valve, Full Port, 2 Piece, Threaded Connection, Stainless Steel Trim, Locking Handle, 600 CWP, 150 WSP
200-407SSG-LH | T-200CSSG-LH | 1-1/2" | 268.353 |  |  |  | 662527317803 | Lead Free Bronze Ball Valve, Full Port, 2 Piece, Threaded Connection, Stainless Steel Trim, Locking Handle, 600 CWP, 150 WSP
200-408SSG-LH | T-200CSSG-LH | 2" | 379.808 |  |  |  | 662527317810 | Lead Free Bronze Ball Valve, Full Port, 2 Piece, Threaded Connection, Stainless Steel Trim, Locking Handle, 600 CWP, 150 WSP
200-409SSG-LH | T-200CSSG-LH | 2-1/2” | 1023.248 |  |  |  | 662527317827 | Lead Free Bronze Ball Valve, Full Port, 2 Piece, Threaded Connection, Stainless Steel Trim, Locking Handle, 600 CWP, 150 WSP
200-410SSG-LH | T-200CSSG-LH | 3” | 1419.175 |  |  |  | 662527317834 | Lead Free Bronze Ball Valve, Full Port, 2 Piece, Threaded Connection, Stainless Steel Trim, Locking Handle, 600 CWP, 150 WSP
200-413SSG-LH | S-200CSSG-LH | 1/2" | 53.846 |  |  |  | 662527317841 | Lead Free Bronze Ball Valve, Full Port, 2 Piece, Solder Connection, Stainless Steel Trim, Locking Handle, 600 CWP, 150 WSP
200-414SSG-LH | S-200CSSG-LH | 3/4" | 86.123 |  |  |  | 662527317858 | Lead Free Bronze Ball Valve, Full Port, 2 Piece, Solder Connection, Stainless Steel Trim, Locking Handle, 600 CWP, 150 WSP
200-415SSG-LH | S-200CSSG-LH | 1" | 101.959 |  |  |  | 662527317865 | Lead Free Bronze Ball Valve, Full Port, 2 Piece, Solder Connection, Stainless Steel Trim, Locking Handle, 600 CWP, 150 WSP
200-416SSG-LH | S-200CSSG-LH | 1-1/4" | 184.414 |  |  |  | 662527317872 | Lead Free Bronze Ball Valve, Full Port, 2 Piece, Solder Connection, Stainless Steel Trim, Locking Handle, 600 CWP, 150 WSP
200-417SSG-LH | S-200CSSG-LH | 1-1/2" | 268.353 |  |  |  | 662527317889 | Lead Free Bronze Ball Valve, Full Port, 2 Piece, Solder Connection, Stainless Steel Trim, Locking Handle, 600 CWP, 150 WSP
200-418SSG-LH | S-200CSSG-LH | 2" | 379.808 |  |  |  | 662527317896 | Lead Free Bronze Ball Valve, Full Port, 2 Piece, Solder Connection, Stainless Steel Trim, Locking Handle, 600 CWP, 150 WSP
200-419SSG-LH | S-200CSSG-LH | 2-1/2” | 1023.248 |  |  |  | 662527317902 | Lead Free Bronze Ball Valve, Full Port, 2 Piece, Solder Connection, Stainless Steel Trim, Locking Handle, 600 CWP, 150 WSP
200-420SSG-LH | S-200CSSG-LH | 3” | 1419.175 |  |  |  | 662527317919 | Lead Free Bronze Ball Valve, Full Port, 2 Piece, Solder Connection, Stainless Steel Trim, Locking Handle, 600 CWP, 150 WSP
200-403SSG-IH | T-200CSSG-IH | 1/2" | 89.643 |  |  |  | 662527327772 | Lead Free Bronze Ball Valve, Full Port, 2 Piece, Threaded Connection, Stainless Steel Trim, Insulated Handle, 600 CWP, 150 WSP
200-404SSG-IH | T-200CSSG-IH | 3/4" | 116.73 |  |  |  | 662527327789 | Lead Free Bronze Ball Valve, Full Port, 2 Piece, Threaded Connection, Stainless Steel Trim, Insulated Handle, 600 CWP, 150 WSP
200-405SSG-IH | T-200CSSG-IH | 1" | 132.566 |  |  |  | 662527327796 | Lead Free Bronze Ball Valve, Full Port, 2 Piece, Threaded Connection, Stainless Steel Trim, Insulated Handle, 600 CWP, 150 WSP
200-406SSG-IH | T-200CSSG-IH | 1-1/4" | 218.197 |  |  |  | 662527327802 | Lead Free Bronze Ball Valve, Full Port, 2 Piece, Threaded Connection, Stainless Steel Trim, Insulated Handle, 600 CWP, 150 WSP
200-407SSG-IH | T-200CSSG-IH | 1-1/2" | 318.391 |  |  |  | 662527327819 | Lead Free Bronze Ball Valve, Full Port, 2 Piece, Threaded Connection, Stainless Steel Trim, Insulated Handle, 600 CWP, 150 WSP
200-408SSG-IH | T-200CSSG-IH | 2" | 429.846 |  |  |  | 662527327826 | Lead Free Bronze Ball Valve, Full Port, 2 Piece, Threaded Connection, Stainless Steel Trim, Insulated Handle, 600 CWP, 150 WSP
200-413SSG-IH | S-200CSSG-IH | 1/2" | 89.643 |  |  |  | 662527327833 | Lead Free Bronze Ball Valve, Full Port, 2 Piece, Solder Connection, Stainless Steel Trim, Insulated Handle, 600 CWP, 150 WSP
200-414SSG-IH | S-200CSSG-IH | 3/4" | 116.73 |  |  |  | 662527327840 | Lead Free Bronze Ball Valve, Full Port, 2 Piece, Solder Connection, Stainless Steel Trim, Insulated Handle, 600 CWP, 150 WSP
200-415SSG-IH | S-200CSSG-IH | 1" | 132.566 |  |  |  | 662527327857 | Lead Free Bronze Ball Valve, Full Port, 2 Piece, Solder Connection, Stainless Steel Trim, Insulated Handle, 600 CWP, 150 WSP
200-416SSG-IH | S-200CSSG-IH | 1-1/4" | 218.197 |  |  |  | 662527327864 | Lead Free Bronze Ball Valve, Full Port, 2 Piece, Solder Connection, Stainless Steel Trim, Insulated Handle, 600 CWP, 150 WSP
200-417SSG-IH | S-200CSSG-IH | 1-1/2" | 318.391 |  |  |  | 662527327871 | Lead Free Bronze Ball Valve, Full Port, 2 Piece, Solder Connection, Stainless Steel Trim, Insulated Handle, 600 CWP, 150 WSP
200-418SSG-IH | S-200CSSG-IH | 2" | 429.846 |  |  |  | 662527327888 | Lead Free Bronze Ball Valve, Full Port, 2 Piece, Solder Connection, Stainless Steel Trim, Insulated Handle, 600 CWP, 150 WSP
200-401SSG-EH | T-200CSSG-EH | 1/4" | 64.517 |  |  |  | 662527327093 | Lead Free Bronze Ball Valve, Full Port, 2 Piece, Threaded Connection, Stainless Steel Trim, Extended Handle, 600 CWP, 150 WSP
200-402SSG-EH | T-200CSSG-EH | 3/8" | 64.514 |  |  |  | 662527327109 | Lead Free Bronze Ball Valve, Full Port, 2 Piece, Threaded Connection, Stainless Steel Trim, Extended Handle, 600 CWP, 150 WSP
200-403SSG-EH | T-200CSSG-EH | 1/2" | 64.715 |  |  |  | 662527327116 | Lead Free Bronze Ball Valve, Full Port, 2 Piece, Threaded Connection, Stainless Steel Trim, Extended Handle, 600 CWP, 150 WSP
200-404SSG-EH | T-200CSSG-EH | 3/4" | 91.443 |  |  |  | 662527327123 | Lead Free Bronze Ball Valve, Full Port, 2 Piece, Threaded Connection, Stainless Steel Trim, Extended Handle, 600 CWP, 150 WSP
200-405SSG-EH | T-200CSSG-EH | 1" | 107.279 |  |  |  | 662527327130 | Lead Free Bronze Ball Valve, Full Port, 2 Piece, Threaded Connection, Stainless Steel Trim, Extended Handle, 600 CWP, 150 WSP
200-406SSG-EH | T-200CSSG-EH | 1-1/4" | 195.053 |  |  |  | 662527327147 | Lead Free Bronze Ball Valve, Full Port, 2 Piece, Threaded Connection, Stainless Steel Trim, Extended Handle, 600 CWP, 150 WSP
200-407SSG-EH | T-200CSSG-EH | 1-1/2" | 280.691 |  |  |  | 662527327154 | Lead Free Bronze Ball Valve, Full Port, 2 Piece, Threaded Connection, Stainless Steel Trim, Extended Handle, 600 CWP, 150 WSP
200-408SSG-EH | T-200CSSG-EH | 2" | 392.146 |  |  |  | 662527327161 | Lead Free Bronze Ball Valve, Full Port, 2 Piece, Threaded Connection, Stainless Steel Trim, Extended Handle, 600 CWP, 150 WSP
200-413SSG-EH | S-200CSSG-EH | 1/2" | 64.715 |  |  |  | 662527327178 | Lead Free Bronze Ball Valve, Full Port, 2 Piece, Solder Connection, Stainless Steel Trim, Extended Handle, 600 CWP, 150 WSP
200-414SSG-EH | S-200CSSG-EH | 3/4" | 91.443 |  |  |  | 662527327185 | Lead Free Bronze Ball Valve, Full Port, 2 Piece, Solder Connection, Stainless Steel Trim, Extended Handle, 600 CWP, 150 WSP
200-415SSG-EH | S-200CSSG-EH | 1" | 107.279 |  |  |  | 662527327192 | Lead Free Bronze Ball Valve, Full Port, 2 Piece, Solder Connection, Stainless Steel Trim, Extended Handle, 600 CWP, 150 WSP
200-416SSG-EH | S-200CSSG-EH | 1-1/4" | 195.053 |  |  |  | 662527327208 | Lead Free Bronze Ball Valve, Full Port, 2 Piece, Solder Connection, Stainless Steel Trim, Extended Handle, 600 CWP, 150 WSP
200-417SSG-EH | S-200CSSG-EH | 1-1/2" | 280.691 |  |  |  | 662527327215 | Lead Free Bronze Ball Valve, Full Port, 2 Piece, Solder Connection, Stainless Steel Trim, Extended Handle, 600 CWP, 150 WSP
200-418SSG-EH | S-200CSSG-EH | 2" | 392.146 |  |  |  | 662527327222 | Lead Free Bronze Ball Valve, Full Port, 2 Piece, Solder Connection, Stainless Steel Trim, Extended Handle, 600 CWP, 150 WSP
100-403G | T-100CG | 1/2" | 21.058 | 64 | 16 | 55 | 662527290502 | Lead Free Brass Ball Valve, 2 Piece, Full Port, Threaded Connection, 600 WOG
100-404G | T-100CG | 3/4" | 31.671 | 72 | 12 | 56 | 662527290519 | Lead Free Brass Ball Valve, 2 Piece, Full Port, Threaded Connection, 600 WOG
100-405G | T-100CG | 1" | 47.681 | 36 | 6 | 45 | 662527290526 | Lead Free Brass Ball Valve, 2 Piece, Full Port, Threaded Connection, 600 WOG
100-406G | T-100CG | 1-1/4" | 80.112 | 24 | 4 | 47 | 662527290533 | Lead Free Brass Ball Valve, 2 Piece, Full Port, Threaded Connection, 600 WOG
100-407G | T-100CG | 1-1/2" | 110.302 | 16 | 2 | 51 | 662527290540 | Lead Free Brass Ball Valve, 2 Piece, Full Port, Threaded Connection, 600 WOG
100-408G | T-100CG | 2" | 191.65 | 12 | 2 | 58 | 662527290557 | Lead Free Brass Ball Valve, 2 Piece, Full Port, Threaded Connection, 600 WOG
100-409G | T-100CG | 2-1/2” | 377.993 | 2 | 1 | 20 | 662527305442 | Lead Free Brass Ball Valve, 2 Piece, Full Port, Threaded Connection, 600 WOG
100-410G | T-100CG | 3” | 557.291 | 2 | 1 | 28 | 662527305459 | Lead Free Brass Ball Valve, 2 Piece, Full Port, Threaded Connection, 600 WOG
100-411G | T-100CG | 4” | 970.511 | 2 | 1 | 46 | 662527305466 | Lead Free Brass Ball Valve, 2 Piece, Full Port, Threaded Connection, 600 WOG
100-413G | S-100CG | 1/2" | 21.058 | 120 | 12 | 53 | 662527290564 | Lead Free Brass Ball Valve, 2 Piece, Full Port, Solder Connection, 600 WOG
100-414G | S-100CG | 3/4" | 31.671 | 72 | 12 | 57 | 662527290571 | Lead Free Brass Ball Valve, 2 Piece, Full Port, Solder Connection, 600 WOG
100-415G | S-100CG | 1" | 47.681 | 36 | 6 | 49 | 662527290588 | Lead Free Brass Ball Valve, 2 Piece, Full Port, Solder Connection, 600 WOG
100-416G | S-100CG | 1-1/4" | 80.112 | 24 | 4 | 48 | 662527290595 | Lead Free Brass Ball Valve, 2 Piece, Full Port, Solder Connection, 600 WOG
100-417G | S-100CG | 1-1/2" | 110.302 | 16 | 2 | 52 | 662527290601 | Lead Free Brass Ball Valve, 2 Piece, Full Port, Solder Connection, 600 WOG
100-418G | S-100CG | 2" | 191.65 | 12 | 2 | 63 | 662527290618 | Lead Free Brass Ball Valve, 2 Piece, Full Port, Solder Connection, 600 WOG
100-419G | S-100CG | 2-1/2” | 396.63 | 2 | 1 | 17 | 662527305473 | Lead Free Brass Ball Valve, 2 Piece, Full Port, Solder Connection, 600 WOG
100-420G | S-100CG | 3” | 549.886 | 2 | 1 | 25 | 662527305480 | Lead Free Brass Ball Valve, 2 Piece, Full Port, Solder Connection, 600 WOG
100-421G | S-100CG | 4” | 1016.839 | 1 | 1 | 24 | 662527305497 | Lead Free Brass Ball Valve, 2 Piece, Full Port, Solder Connection, 600 WOG
100-403G-LH | T-100CG-LH | 1/2" | 30.624 | 1 | 1 |  | 662527311955 | Lead Free Brass Ball Valve, 2 Piece, Full Port, Threaded Connection, Locking Handle, 600 WOG
100-404G-LH | T-100CG-LH | 3/4" | 43.253 | 1 | 1 |  | 662527311993 | Lead Free Brass Ball Valve, 2 Piece, Full Port, Threaded Connection, Locking Handle, 600 WOG
100-405G-LH | T-100CG-LH | 1" | 64.304 | 1 | 1 |  | 662527312037 | Lead Free Brass Ball Valve, 2 Piece, Full Port, Threaded Connection, Locking Handle, 600 WOG
100-406G-LH | T-100CG-LH | 1-1/4" | 96.735 | 1 | 1 |  | 662527312075 | Lead Free Brass Ball Valve, 2 Piece, Full Port, Threaded Connection, Locking Handle, 600 WOG
100-407G-LH | T-100CG-LH | 1-1/2" | 138.799 | 1 | 1 |  | 662527312112 | Lead Free Brass Ball Valve, 2 Piece, Full Port, Threaded Connection, Locking Handle, 600 WOG
100-408G-LH | T-100CG-LH | 2" | 220.147 | 1 | 1 |  | 662527312150 | Lead Free Brass Ball Valve, 2 Piece, Full Port, Threaded Connection, Locking Handle, 600 WOG
100-413G-LH | S-100CG-LH | 1/2" | 30.624 | 1 | 1 |  | 662527312198 | Lead Free Brass Ball Valve, 2 Piece, Full Port, Solder Connection, Locking Handle, 600 WOG
100-414G-LH | S-100CG-LH | 3/4" | 43.253 | 1 | 1 |  | 662527312235 | Lead Free Brass Ball Valve, 2 Piece, Full Port, Solder Connection, Locking Handle, 600 WOG
100-415G-LH | S-100CG-LH | 1" | 64.304 | 1 | 1 |  | 662527312273 | Lead Free Brass Ball Valve, 2 Piece, Full Port, Solder Connection, Locking Handle, 600 WOG
100-416G-LH | S-100CG-LH | 1-1/4" | 96.735 | 1 | 1 |  | 662527312310 | Lead Free Brass Ball Valve, 2 Piece, Full Port, Solder Connection, Locking Handle, 600 WOG
100-417G-LH | S-100CG-LH | 1-1/2" | 138.799 | 1 | 1 |  | 662527312358 | Lead Free Brass Ball Valve, 2 Piece, Full Port, Solder Connection, Locking Handle, 600 WOG
100-418G-LH | S-100CG-LH | 2" | 220.147 | 1 | 1 |  | 662527312396 | Lead Free Brass Ball Valve, 2 Piece, Full Port, Solder Connection, Locking Handle, 600 WOG
100-403G-IH | T-100CG-IH | 1/2" | 69.443 | 1 | 1 |  | 662527311962 | Lead Free Brass Ball Valve, 2 Piece, Full Port, Threaded Connection, Insulated Handle, 600 WOG
100-404G-IH | T-100CG-IH | 3/4" | 84.066 | 1 | 1 |  | 662527312006 | Lead Free Brass Ball Valve, 2 Piece, Full Port, Threaded Connection, Insulated Handle, 600 WOG
100-405G-IH | T-100CG-IH | 1" | 101.001 | 1 | 1 |  | 662527312044 | Lead Free Brass Ball Valve, 2 Piece, Full Port, Threaded Connection, Insulated Handle, 600 WOG
100-406G-IH | T-100CG-IH | 1-1/4" | 133.432 | 1 | 1 |  | 662527312082 | Lead Free Brass Ball Valve, 2 Piece, Full Port, Threaded Connection, Insulated Handle, 600 WOG
100-407G-IH | T-100CG-IH | 1-1/2" | 171.351 | 1 | 1 |  | 662527312129 | Lead Free Brass Ball Valve, 2 Piece, Full Port, Threaded Connection, Insulated Handle, 600 WOG
100-408G-IH | T-100CG-IH | 2" | 252.7 | 1 | 1 |  | 662527312167 | Lead Free Brass Ball Valve, 2 Piece, Full Port, Threaded Connection, Insulated Handle, 600 WOG
100-413G-IH | S-100CG-IH | 1/2" | 69.443 | 1 | 1 |  | 662527312204 | Lead Free Brass Ball Valve, 2 Piece, Full Port, Solder Connection, Insulated Handle, 600 WOG
100-414G-IH | S-100CG-IH | 3/4" | 84.066 | 1 | 1 |  | 662527312242 | Lead Free Brass Ball Valve, 2 Piece, Full Port, Solder Connection, Insulated Handle, 600 WOG
100-415G-IH | S-100CG-IH | 1" | 101.001 | 1 | 1 |  | 662527312280 | Lead Free Brass Ball Valve, 2 Piece, Full Port, Solder Connection, Insulated Handle, 600 WOG
100-416G-IH | S-100CG-IH | 1-1/4" | 133.432 | 1 | 1 |  | 662527312327 | Lead Free Brass Ball Valve, 2 Piece, Full Port, Solder Connection, Insulated Handle, 600 WOG
100-417G-IH | S-100CG-IH | 1-1/2" | 171.351 | 1 | 1 |  | 662527312365 | Lead Free Brass Ball Valve, 2 Piece, Full Port, Solder Connection, Insulated Handle, 600 WOG
100-418G-IH | S-100CG-IH | 2" | 252.7 | 1 | 1 |  | 662527312426 | Lead Free Brass Ball Valve, 2 Piece, Full Port, Solder Connection, Insulated Handle, 600 WOG
100-403SSG | T-100CSSG | 1/2" | 36.784 | 64 | 16 | 54 | 662527308214 | Lead Free Brass Ball Valve, 2 Piece, Full Port, Threaded Connection, Stainless Steel Trim, 600 WOG
100-404SSG | T-100CSSG | 3/4" | 55.344 | 72 | 12 | 55 | 662527308221 | Lead Free Brass Ball Valve, 2 Piece, Full Port, Threaded Connection, Stainless Steel Trim, 600 WOG
100-405SSG | T-100CSSG | 1" | 83.319 | 36 | 6 | 45 | 662527308238 | Lead Free Brass Ball Valve, 2 Piece, Full Port, Threaded Connection, Stainless Steel Trim, 600 WOG
100-406SSG | T-100CSSG | 1-1/4" | 133.137 | 24 | 4 | 47 | 662527308207 | Lead Free Brass Ball Valve, 2 Piece, Full Port, Threaded Connection, Stainless Steel Trim, 600 WOG
100-407SSG | T-100CSSG | 1-1/2" | 194.599 | 16 | 2 | 51 | 662527308245 | Lead Free Brass Ball Valve, 2 Piece, Full Port, Threaded Connection, Stainless Steel Trim, 600 WOG
100-408SSG | T-100CSSG | 2" | 317.008 | 12 | 2 | 58 | 662527308252 | Lead Free Brass Ball Valve, 2 Piece, Full Port, Threaded Connection, Stainless Steel Trim, 600 WOG
100-413SSG | S-100CSSG | 1/2" | 36.784 | 120 | 12 | 51 | 662527308269 | Lead Free Brass Ball Valve, 2 Piece, Full Port, Solder Connection, Stainless Steel Trim, 600 WOG
100-414SSG | S-100CSSG | 3/4" | 55.344 | 72 | 12 | 57 | 662527308276 | Lead Free Brass Ball Valve, 2 Piece, Full Port, Solder Connection, Stainless Steel Trim, 600 WOG
100-415SSG | S-100CSSG | 1" | 83.319 | 36 | 6 | 47 | 662527308283 | Lead Free Brass Ball Valve, 2 Piece, Full Port, Solder Connection, Stainless Steel Trim, 600 WOG
100-416SSG | S-100CSSG | 1-1/4" | 133.137 | 24 | 4 | 47 | 662527308290 | Lead Free Brass Ball Valve, 2 Piece, Full Port, Solder Connection, Stainless Steel Trim, 600 WOG
100-417SSG | S-100CSSG | 1-1/2" | 194.599 | 16 | 2 | 53 | 662527308306 | Lead Free Brass Ball Valve, 2 Piece, Full Port, Solder Connection, Stainless Steel Trim, 600 WOG
100-418SSG | S-100CSSG | 2" | 317.008 | 12 | 2 | 63 | 662527308313 | Lead Free Brass Ball Valve, 2 Piece, Full Port, Solder Connection, Stainless Steel Trim, 600 WOG
100-403SSG-LH | T-100CSSG-LH | 1/2" | 46.35 | 1 | 1 |  | 662527311979 | Lead Free Brass Ball Valve, 2 Piece, Full Port, Threaded Connection, Stainless Steel Trim, Locking Handle, 600 WOG
100-404SSG-LH | T-100CSSG-LH | 3/4" | 66.926 | 1 | 1 |  | 662527312013 | Lead Free Brass Ball Valve, 2 Piece, Full Port, Threaded Connection, Stainless Steel Trim, Locking Handle, 600 WOG
100-405SSG-LH | T-100CSSG-LH | 1" | 99.942 | 1 | 1 |  | 662527312051 | Lead Free Brass Ball Valve, 2 Piece, Full Port, Threaded Connection, Stainless Steel Trim, Locking Handle, 600 WOG
100-406SSG-LH | T-100CSSG-LH | 1-1/4" | 149.761 | 1 | 1 |  | 662527312099 | Lead Free Brass Ball Valve, 2 Piece, Full Port, Threaded Connection, Stainless Steel Trim, Locking Handle, 600 WOG
100-407SSG-LH | T-100CSSG-LH | 1-1/2" | 223.097 | 1 | 1 |  | 662527312136 | Lead Free Brass Ball Valve, 2 Piece, Full Port, Threaded Connection, Stainless Steel Trim, Locking Handle, 600 WOG
100-408SSG-LH | T-100CSSG-LH | 2" | 345.505 | 1 | 1 |  | 662527312174 | Lead Free Brass Ball Valve, 2 Piece, Full Port, Threaded Connection, Stainless Steel Trim, Locking Handle, 600 WOG
100-413SSG-LH | S-100CSSG-LH | 1/2" | 46.35 | 1 | 1 |  | 662527312211 | Lead Free Brass Ball Valve, 2 Piece, Full Port, Solder Connection, Stainless Steel Trim, Locking Handle, 600 WOG
100-414SSG-LH | S-100CSSG-LH | 3/4" | 66.926 | 1 | 1 |  | 662527312259 | Lead Free Brass Ball Valve, 2 Piece, Full Port, Solder Connection, Stainless Steel Trim, Locking Handle, 600 WOG
100-415SSG-LH | S-100CSSG-LH | 1" | 99.942 | 1 | 1 |  | 662527312297 | Lead Free Brass Ball Valve, 2 Piece, Full Port, Solder Connection, Stainless Steel Trim, Locking Handle, 600 WOG
100-416SSG-LH | S-100CSSG-LH | 1-1/4" | 149.761 | 1 | 1 |  | 662527312334 | Lead Free Brass Ball Valve, 2 Piece, Full Port, Solder Connection, Stainless Steel Trim, Locking Handle, 600 WOG
100-417SSG-LH | S-100CSSG-LH | 1-1/2" | 223.097 | 1 | 1 |  | 662527312372 | Lead Free Brass Ball Valve, 2 Piece, Full Port, Solder Connection, Stainless Steel Trim, Locking Handle, 600 WOG
100-418SSG-LH | S-100CSSG-LH | 2" | 345.505 | 1 | 1 |  | 662527312419 | Lead Free Brass Ball Valve, 2 Piece, Full Port, Solder Connection, Stainless Steel Trim, Locking Handle, 600 WOG
100-403SSG-IH | T-100CSSG-IH | 1/2" | 85.169 | 1 | 1 |  | 662527311986 | Lead Free Brass Ball Valve, 2 Piece, Full Port, Threaded Connection, Stainless Steel Trim, Insulated Handle, 600 WOG
100-404SSG-IH | T-100CSSG-IH | 3/4" | 107.739 | 1 | 1 |  | 662527312020 | Lead Free Brass Ball Valve, 2 Piece, Full Port, Threaded Connection, Stainless Steel Trim, Insulated Handle, 600 WOG
100-405SSG-IH | T-100CSSG-IH | 1" | 136.639 | 1 | 1 |  | 662527312068 | Lead Free Brass Ball Valve, 2 Piece, Full Port, Threaded Connection, Stainless Steel Trim, Insulated Handle, 600 WOG
100-406SSG-IH | T-100CSSG-IH | 1-1/4" | 186.458 | 1 | 1 |  | 662527312105 | Lead Free Brass Ball Valve, 2 Piece, Full Port, Threaded Connection, Stainless Steel Trim, Insulated Handle, 600 WOG
100-407SSG-IH | T-100CSSG-IH | 1-1/2" | 255.649 | 1 | 1 |  | 662527312143 | Lead Free Brass Ball Valve, 2 Piece, Full Port, Threaded Connection, Stainless Steel Trim, Insulated Handle, 600 WOG
100-408SSG-IH | T-100CSSG-IH | 2" | 378.058 | 1 | 1 |  | 662527312181 | Lead Free Brass Ball Valve, 2 Piece, Full Port, Threaded Connection, Stainless Steel Trim, Insulated Handle, 600 WOG
100-413SSG-IH | S-100CSSG-IH | 1/2" | 85.169 | 1 | 1 |  | 662527312228 | Lead Free Brass Ball Valve, 2 Piece, Full Port, Solder Connection, Stainless Steel Trim, Insulated Handle, 600 WOG
100-414SSG-IH | S-100CSSG-IH | 3/4" | 107.739 | 1 | 1 |  | 662527312266 | Lead Free Brass Ball Valve, 2 Piece, Full Port, Solder Connection, Stainless Steel Trim, Insulated Handle, 600 WOG
100-415SSG-IH | S-100CSSG-IH | 1" | 136.639 | 1 | 1 |  | 662527312303 | Lead Free Brass Ball Valve, 2 Piece, Full Port, Solder Connection, Stainless Steel Trim, Insulated Handle, 600 WOG
100-416SSG-IH | S-100CSSG-IH | 1-1/4" | 186.458 | 1 | 1 |  | 662527312341 | Lead Free Brass Ball Valve, 2 Piece, Full Port, Solder Connection, Stainless Steel Trim, Insulated Handle, 600 WOG
100-417SSG-IH | S-100CSSG-IH | 1-1/2" | 255.649 | 1 | 1 |  | 662527312389 | Lead Free Brass Ball Valve, 2 Piece, Full Port, Solder Connection, Stainless Steel Trim, Insulated Handle, 600 WOG
100-418SSG-IH | S-100CSSG-IH | 2" | 378.058 | 1 | 1 |  | 662527312426 | Lead Free Brass Ball Valve, 2 Piece, Full Port, Solder Connection, Stainless Steel Trim, Insulated Handle, 600 WOG
100-203G | JP-100G | 1/2" | 45.44 | 60 | 10 | 55 | 662527293671 | Lead Free Brass Ball Valve, 2 Piece, Full Port, Press Connection, 250 WOG
100-204G | JP-100G | 3/4" | 58.371 | 60 | 10 | 53 | 662527293688 | Lead Free Brass Ball Valve, 2 Piece, Full Port, Press Connection, 250 WOG
100-205G | JP-100G | 1" | 78.476 | 24 | 6 | 50 | 662527293695 | Lead Free Brass Ball Valve, 2 Piece, Full Port, Press Connection, 250 WOG
100-206G | JP-100G | 1-1/4" | 134.709 | 24 | 4 | 50 | 662527293701 | Lead Free Brass Ball Valve, 2 Piece, Full Port, Press Connection, 250 WOG
100-207G | JP-100G | 1-1/2" | 187.812 | 10 | 1 | 38 | 662527293718 | Lead Free Brass Ball Valve, 2 Piece, Full Port, Press Connection, 250 WOG
100-208G | JP-100G | 2" | 321.593 | 4 | 1 | 24 | 662527293725 | Lead Free Brass Ball Valve, 2 Piece, Full Port, Press Connection, 250 WOG
100-203G-LH | JP-100G-LH | 1/2" | 55.005 | 100 | 10 | 55 |  | Lead Free Brass Ball Valve, 2 Piece, Full Port, Press Connection, Locking Handle, 250 WOG
100-204G-LH | JP-100G-LH | 3/4" | 69.953 | 60 | 10 | 53 |  | Lead Free Brass Ball Valve, 2 Piece, Full Port, Press Connection, Locking Handle, 250 WOG
100-205G-LH | JP-100G-LH | 1" | 95.099 | 36 | 6 | 50 |  | Lead Free Brass Ball Valve, 2 Piece, Full Port, Press Connection, Locking Handle, 250 WOG
100-206G-LH | JP-100G-LH | 1-1/4" | 151.332 | 24 | 4 | 50 |  | Lead Free Brass Ball Valve, 2 Piece, Full Port, Press Connection, Locking Handle, 250 WOG
100-207G-LH | JP-100G-LH | 1-1/2" | 216.309 | 10 |  | 38 |  | Lead Free Brass Ball Valve, 2 Piece, Full Port, Press Connection, Locking Handle, 250 WOG
100-208G-LH | JP-100G-LH | 2" | 350.09 | 4 |  | 24 |  | Lead Free Brass Ball Valve, 2 Piece, Full Port, Press Connection, Locking Handle, 250 WOG
100-203G-IH | JP-100G-IH | 1/2" | 93.824 | 100 | 10 | 55 |  | Lead Free Brass Ball Valve, 2 Piece, Full Port, Press Connection, Insulated Handle, 250 WOG
100-204G-IH | JP-100G-IH | 3/4" | 110.766 | 60 | 10 | 53 |  | Lead Free Brass Ball Valve, 2 Piece, Full Port, Press Connection, Insulated Handle, 250 WOG
100-205G-IH | JP-100G-IH | 1" | 131.796 | 36 | 6 | 50 |  | Lead Free Brass Ball Valve, 2 Piece, Full Port, Press Connection, Insulated Handle, 250 WOG
100-206G-IH | JP-100G-IH | 1-1/4" | 188.029 | 24 | 4 | 50 |  | Lead Free Brass Ball Valve, 2 Piece, Full Port, Press Connection, Insulated Handle, 250 WOG
100-207G-IH | JP-100G-IH | 1-1/2" | 248.861 | 10 |  | 38 |  | Lead Free Brass Ball Valve, 2 Piece, Full Port, Press Connection, Insulated Handle, 250 WOG
100-208G-IH | JP-100G-IH | 2" | 382.643 | 4 |  | 24 |  | Lead Free Brass Ball Valve, 2 Piece, Full Port, Press Connection, Insulated Handle, 250 WOG
100-209XLCG | JP-100G XLC | 2-1/2” | 592.504 | 2 |  | 18 | 662527300713 | Lead Free Brass Ball Valve, 2 Piece, Full Port, Press XLC Connection, 250 WOG
100-210XLCG | JP-100G XLC | 3” | 1052.451 | 2 |  | 28 | 662527300720 | Lead Free Brass Ball Valve, 2 Piece, Full Port, Press XLC Connection, 250 WOG
100-211XLCG | JP-100G XLC | 4” | 1753.995 | 1 |  | 26 | 662527300737 | Lead Free Brass Ball Valve, 2 Piece, Full Port, Press XLC Connection, 250 WOG
100-203SSG | JP-100SSG | 1/2" | 81.876 | 60 | 10 | 54 | 662527307224 | Lead Free Brass Ball Valve, 2 Piece, Full Port, Press Connection, Stainless Steel Trim, 250 WOG
100-204SSG | JP-100SSG | 3/4" | 104.622 | 60 | 10 | 52 | 662527307231 | Lead Free Brass Ball Valve, 2 Piece, Full Port, Press Connection, Stainless Steel Trim, 250 WOG
100-205SSG | JP-100SSG | 1" | 140.711 | 24 | 6 | 50 | 662527307248 | Lead Free Brass Ball Valve, 2 Piece, Full Port, Press Connection, Stainless Steel Trim, 250 WOG
100-206SSG | JP-100SSG | 1-1/4" | 235.093 | 24 | 4 | 51 | 662527307255 | Lead Free Brass Ball Valve, 2 Piece, Full Port, Press Connection, Stainless Steel Trim, 250 WOG
100-207SSG | JP-100SSG | 1-1/2" | 327.621 | 4 | 1 | 39 | 662527307262 | Lead Free Brass Ball Valve, 2 Piece, Full Port, Press Connection, Stainless Steel Trim, 250 WOG
100-208SSG | JP-100SSG | 2" | 530.927 | 4 | 1 | 24 | 662527307279 | Lead Free Brass Ball Valve, 2 Piece, Full Port, Press Connection, Stainless Steel Trim, 250 WOG
100-209XLCSSG | JP-100SSG XLC | 2-1/2" | 719.807 | 2 |  | 18 | 662527311757 | Lead Free Brass Ball Valve, 2 Piece, Full Port, Press XLC Connection, Stainless Steel Trim, 250 WOG
100-210XLCSSG | JP-100SSG XLC | 3" | 1250.502 | 2 |  | 28 | 662527311764 | Lead Free Brass Ball Valve, 2 Piece, Full Port, Press XLC Connection, Stainless Steel Trim, 250 WOG
100-211XLCSSG | JP-100SSG XLC | 4" | 2005.265 | 1 |  | 26 | 662527311771 | Lead Free Brass Ball Valve, 2 Piece, Full Port, Press XLC Connection, Stainless Steel Trim, 250 WOG
100-203SSG-LH | JP-100SSG-LH | 1/2" | 91.442 | 1 | 1 |  |  | Lead Free Brass Ball Valve, 2 Piece, Full Port, Press Connection, Stainless Steel Trim, Locking Handle, 250 WOG
100-204SSG-LH | JP-100SSG-LH | 3/4" | 116.204 | 1 | 1 |  |  | Lead Free Brass Ball Valve, 2 Piece, Full Port, Press Connection, Stainless Steel Trim, Locking Handle, 250 WOG
100-205SSG-LH | JP-100SSG-LH | 1" | 157.334 | 1 | 1 |  |  | Lead Free Brass Ball Valve, 2 Piece, Full Port, Press Connection, Stainless Steel Trim, Locking Handle, 250 WOG
100-206SSG-LH | JP-100SSG-LH | 1-1/4" | 251.716 | 1 | 1 |  |  | Lead Free Brass Ball Valve, 2 Piece, Full Port, Press Connection, Stainless Steel Trim, Locking Handle, 250 WOG
100-207SSG-LH | JP-100SSG-LH | 1-1/2" | 356.118 | 1 | 1 |  |  | Lead Free Brass Ball Valve, 2 Piece, Full Port, Press Connection, Stainless Steel Trim, Locking Handle, 250 WOG
100-208SSG-LH | JP-100SSG-LH | 2" | 559.424 | 1 | 1 |  |  | Lead Free Brass Ball Valve, 2 Piece, Full Port, Press Connection, Stainless Steel Trim, Locking Handle, 250 WOG
100-203SSG-IH | JP-100SSG-IH | 1/2" | 130.261 | 1 | 1 |  |  | Lead Free Brass Ball Valve, 2 Piece, Full Port, Press Connection, Stainless Steel Trim, Insulated Handle, 250 WOG
100-204SSG-IH | JP-100SSG-IH | 3/4" | 157.017 | 1 | 1 |  |  | Lead Free Brass Ball Valve, 2 Piece, Full Port, Press Connection, Stainless Steel Trim, Insulated Handle, 250 WOG
100-205SSG-IH | JP-100SSG-IH | 1" | 194.031 | 1 | 1 |  |  | Lead Free Brass Ball Valve, 2 Piece, Full Port, Press Connection, Stainless Steel Trim, Insulated Handle, 250 WOG
100-206SSG-IH | JP-100SSG-IH | 1-1/4" | 288.413 | 1 | 1 |  |  | Lead Free Brass Ball Valve, 2 Piece, Full Port, Press Connection, Stainless Steel Trim, Insulated Handle, 250 WOG
100-207SSG-IH | JP-100SSG-IH | 1-1/2" | 388.671 | 1 | 1 |  |  | Lead Free Brass Ball Valve, 2 Piece, Full Port, Press Connection, Stainless Steel Trim, Insulated Handle, 250 WOG
100-208SSG-IH | JP-100SSG-IH | 2" | 591.976 | 1 | 1 |  |  | Lead Free Brass Ball Valve, 2 Piece, Full Port, Press Connection, Stainless Steel Trim, Insulated Handle, 250 WOG
160-106G | T-100UEG | 1-1/4” | 233.972 | 16 | 2 | 56 | 662527298188 | Lead Free Brass Ball Valve, 2 Piece, Full Port, Threaded Connection, Single Union End, 600 WOG
160-107G | T-100UEG | 1-1/2” | 310.401 | 8 | 2 | 40 | 662527306180 | Lead Free Brass Ball Valve, 2 Piece, Full Port, Threaded Connection, Single Union End, 600 WOG
160-108G | T-100UEG | 2” | 466.039 | 8 | 2 | 33 | 662527306197 | Lead Free Brass Ball Valve, 2 Piece, Full Port, Threaded Connection, Single Union End, 600 WOG
100-753G | T-100HCG | 1/2" | 38.433 | 100 | 10 | 46 | 662527313904 | Lead Free Brass Ball Valve, 2 Piece, Full Port, Threaded x Hose Connection with Hose Cap, 600 WOG
100-754G | T-100HCG | 3/4" | 51.725 | 60 | 10 | 60 | 662527313928 | Lead Free Brass Ball Valve, 2 Piece, Full Port, Threaded x Hose Connection with Hose Cap, 600 WOG
100-773G | JP-100HCG | 1/2" | 47.789 | 100 | 10 | 63 | 662527313911 | Lead Free Brass Ball Valve, 2 Piece, Full Port, Press x Hose Connection with Hose Cap, 250 WOG
100-774G | JP-100HCG | 3/4" | 61.081 | 60 | 10 | 75 | 662527313935 | Lead Free Brass Ball Valve, 2 Piece, Full Port, Press x Hose Connection with Hose Cap, 250 WOG
100-833G | T-100FBG | 1/2" | 67.606 | 24 | 4 | 25 | 662527315793 | Lead Free Brass Ball Valve, Filter Ball®, 3-Way, Full Port, Threaded Connection with Integrated Strainer, 400 WOG
100-834G | T-100FBG | 3/4" | 70.632 | 24 | 4 | 25 | 662527315809 | Lead Free Brass Ball Valve, Filter Ball®, 3-Way, Full Port, Threaded Connection with Integrated Strainer, 400 WOG
100-835G | T-100FBG | 1" | 128.449 | 12 | 3 | 32 | 662527315816 | Lead Free Brass Ball Valve, Filter Ball®, 3-Way, Full Port, Threaded Connection with Integrated Strainer, 400 WOG
100-836G | T-100FBG | 1-1/4" | 228.396 | 8 | 4 | 36 | 662527315823 | Lead Free Brass Ball Valve, Filter Ball®, 3-Way, Full Port, Threaded Connection with Integrated Strainer, 400 WOG
100-837G | T-100FBG | 1-1/2" | 294.52 | 4 | 2 | 26 | 662527315830 | Lead Free Brass Ball Valve, Filter Ball®, 3-Way, Full Port, Threaded Connection with Integrated Strainer, 400 WOG
100-838G | T-100FBG | 2" | 434.084 | 2 | 2 | 24 | 662527315847 | Lead Free Brass Ball Valve, Filter Ball®, 3-Way, Full Port, Threaded Connection with Integrated Strainer, 400 WOG
810-504G | TWV-3W-KIT-G | 3/4" | 216.43 | 14 | 14 | 47 | 662527292285 | Lead Free Brass Ball Valve, Tankless Water Heater Valve Kit, 3-Way Ball, Threaded Connection, 600 WOG
810-514G | TWV-3W-KIT-G | 3/4" | 216.43 | 14 | 14 | 41 | 662527292292 | Lead Free Brass Ball Valve, Tankless Water Heater Valve Kit, 3-Way Ball, Solder Connection, 600 WOG
810-524G | TWV-3W-KIT-G | 3/4” | 223.321 |  | 12 |  | 662527298164 | Lead Free Brass Ball Valve, Tankless Water Heater Valve Kit, 3-Way Ball, Press Connection, 600 WOG
810-505G | TWV-3W-KIT-G-1 | 1" | 332.65 | 12 |  | 48 | 662527295170 | Lead Free Brass Ball Valve, Tankless Water Heater Valve Kit, 3-Way Ball, Threaded Connection, 600 WOG
810-594G | TWV-3W-KIT-G W/SHARKBITE | 3/4" | 327.882 | 14 |  | 47 | 662527311672 | Lead Free Brass Ball Valve, Tankless Water Heater Valve Kit, 3-Way Ball, SharkBite™ Connection, 600 WOG
810-604G | TWV-3W-KIT-G W/O RV PORT | 3/4" | 174.8 | 40 |  | 66 | 662527311689 | Lead Free Brass Ball Valve, Tankless Water Heater Valve Kit, 3-Way Ball, Threaded Connection, Without Pressure Relief Valve Port, 600 WOG
810-614G | TWV-3W-KIT-G W/O RV PORT | 3/4" | 174.8 | 40 |  | 66 | 662527311696 | Lead Free Brass Ball Valve, Tankless Water Heater Valve Kit, 3-Way Ball, Solder Connection, Without Pressure Relief Valve Port, 600 WOG
100-101SSG | JF-100TG | 1/4" | 15.994 | 120 | 10 | 40 | 662527299413 | Lead Free Brass Ball Valve, 2 Piece, Full Port, Threaded Connection, Stainless Steel Trim, 600 WOG
100-102SSG | JF-100TG | 3/8" | 16.075 | 120 | 10 | 40 | 662527299420 | Lead Free Brass Ball Valve, 2 Piece, Full Port, Threaded Connection, Stainless Steel Trim, 600 WOG
100-103SSG | JF-100TG | 1/2" | 21.17 | 100 | 10 | 49 | 662527298843 | Lead Free Brass Ball Valve, 2 Piece, Full Port, Threaded Connection, Stainless Steel Trim, 600 WOG
100-104SSG | JF-100TG | 3/4" | 33.201 | 80 | 10 | 65 | 662527298850 | Lead Free Brass Ball Valve, 2 Piece, Full Port, Threaded Connection, Stainless Steel Trim, 600 WOG
100-105SSG | JF-100TG | 1" | 51.742 | 48 | 8 | 57 | 662527298867 | Lead Free Brass Ball Valve, 2 Piece, Full Port, Threaded Connection, Stainless Steel Trim, 600 WOG
100-106SSG | JF-100TG | 1-1/4" | 84.235 | 36 | 4 | 69 | 662527298874 | Lead Free Brass Ball Valve, 2 Piece, Full Port, Threaded Connection, Stainless Steel Trim, 600 WOG
100-107SSG | JF-100TG | 1-1/2" | 113.128 | 24 | 2 | 61 | 662527298881 | Lead Free Brass Ball Valve, 2 Piece, Full Port, Threaded Connection, Stainless Steel Trim, 600 WOG
100-108SSG | JF-100TG | 2" | 175.668 | 12 | 3 | 46 | 662527298898 | Lead Free Brass Ball Valve, 2 Piece, Full Port, Threaded Connection, Stainless Steel Trim, 600 WOG
100-109SSG | JF-100TG | 2-1/2” | 424.651 | 6 | 1 | 49 | 662527299437 | Lead Free Brass Ball Valve, 2 Piece, Full Port, Threaded Connection, Stainless Steel Trim, 600 WOG
100-110SSG | JF-100TG | 3” | 641.061 | 6 |  | 69 | 662527299444 | Lead Free Brass Ball Valve, 2 Piece, Full Port, Threaded Connection, Stainless Steel Trim, 600 WOG
100-111SSG | JF-100TG | 4” | 1106.697 | 2 |  | 40 | 662527299451 | Lead Free Brass Ball Valve, 2 Piece, Full Port, Threaded Connection, Stainless Steel Trim, 600 WOG
100-113SSG | JF-100SG | 1/2" | 19.997 | 100 | 10 | 43 | 662527298904 | Lead Free Brass Ball Valve, 2 Piece, Full Port, Solder Connection, Stainless Steel Trim, 600 WOG
100-114SSG | JF-100SG | 3/4" | 31.644 | 80 | 10 | 58 | 662527298911 | Lead Free Brass Ball Valve, 2 Piece, Full Port, Solder Connection, Stainless Steel Trim, 600 WOG
100-115SSG | JF-100SG | 1" | 48.547 | 48 | 8 | 53 | 662527298928 | Lead Free Brass Ball Valve, 2 Piece, Full Port, Solder Connection, Stainless Steel Trim, 600 WOG
100-116SSG | JF-100SG | 1-1/4" | 81.99 | 36 | 4 | 69 | 662527298935 | Lead Free Brass Ball Valve, 2 Piece, Full Port, Solder Connection, Stainless Steel Trim, 600 WOG
100-117SSG | JF-100SG | 1-1/2" | 115.373 | 24 | 2 | 57 | 662527298942 | Lead Free Brass Ball Valve, 2 Piece, Full Port, Solder Connection, Stainless Steel Trim, 600 WOG
100-118SSG | JF-100SG | 2" | 177.73 | 12 | 3 | 46 | 662527298959 | Lead Free Brass Ball Valve, 2 Piece, Full Port, Solder Connection, Stainless Steel Trim, 600 WOG
100-119SSG | JF-100SG | 2-1/2” | 423.559 | 6 |  | 44 | 662527299468 | Lead Free Brass Ball Valve, 2 Piece, Full Port, Solder Connection, Stainless Steel Trim, 600 WOG
100-120SSG | JF-100SG | 3” | 633.984 | 6 |  | 55 | 662527299475 | Lead Free Brass Ball Valve, 2 Piece, Full Port, Solder Connection, Stainless Steel Trim, 600 WOG
100-121SSG | JF-100SG | 4” | 1100.571 | 2 |  | 35 | 662527299482 | Lead Free Brass Ball Valve, 2 Piece, Full Port, Solder Connection, Stainless Steel Trim, 600 WOG
100-101SSG-LH | JF-100TG-LH | 1/4" | 17.604 | 120 | 10 | 40 | 662527299918 | Lead Free Brass Ball Valve, 2 Piece, Full Port, Threaded Connection, Stainless Steel Trim, Locking Handle, 600 WOG
100-102SSG-LH | JF-100TG-LH | 3/8" | 17.693 | 120 | 10 | 40 | 662527299925 | Lead Free Brass Ball Valve, 2 Piece, Full Port, Threaded Connection, Stainless Steel Trim, Locking Handle, 600 WOG
100-103SSG-LH | JF-100TG-LH | 1/2" | 23.011 | 100 | 10 | 50 | 662527299932 | Lead Free Brass Ball Valve, 2 Piece, Full Port, Threaded Connection, Stainless Steel Trim, Locking Handle, 600 WOG
100-104SSG-LH | JF-100TG-LH | 3/4" | 35.074 | 80 | 10 | 67 | 662527299949 | Lead Free Brass Ball Valve, 2 Piece, Full Port, Threaded Connection, Stainless Steel Trim, Locking Handle, 600 WOG
100-105SSG-LH | JF-100TG-LH | 1" | 55.149 | 48 | 8 | 62 | 662527299956 | Lead Free Brass Ball Valve, 2 Piece, Full Port, Threaded Connection, Stainless Steel Trim, Locking Handle, 600 WOG
100-106SSG-LH | JF-100TG-LH | 1-1/4" | 89.523 | 36 | 4 | 68 | 662527299963 | Lead Free Brass Ball Valve, 2 Piece, Full Port, Threaded Connection, Stainless Steel Trim, Locking Handle, 600 WOG
100-107SSG-LH | JF-100TG-LH | 1-1/2" | 117.756 | 24 | 2 | 61 | 662527299970 | Lead Free Brass Ball Valve, 2 Piece, Full Port, Threaded Connection, Stainless Steel Trim, Locking Handle, 600 WOG
100-108SSG-LH | JF-100TG-LH | 2" | 181.424 | 12 | 3 | 44 | 662527299987 | Lead Free Brass Ball Valve, 2 Piece, Full Port, Threaded Connection, Stainless Steel Trim, Locking Handle, 600 WOG
100-109SSG-LH | JF-100TG-LH | 2-1/2” | 430.674 | 6 |  | 49 | 662527299994 | Lead Free Brass Ball Valve, 2 Piece, Full Port, Threaded Connection, Stainless Steel Trim, Locking Handle, 600 WOG
100-110SSG-LH | JF-100TG-LH | 3” | 650.164 | 6 |  | 69 | 662527300003 | Lead Free Brass Ball Valve, 2 Piece, Full Port, Threaded Connection, Stainless Steel Trim, Locking Handle, 600 WOG
100-111SSG-LH | JF-100TG-LH | 4" | 1163.864 | 2 |  | 40 | 662527303899 | Lead Free Brass Ball Valve, 2 Piece, Full Port, Threaded Connection, Stainless Steel Trim, Locking Handle, 600 WOG
100-113SSG-LH | JF-100SG-LH | 1/2" | 20.614 | 100 | 10 | 45 | 662527300010 | Lead Free Brass Ball Valve, 2 Piece, Full Port, Solder Connection, Stainless Steel Trim, Locking Handle, 600 WOG
100-114SSG-LH | JF-100SG-LH | 3/4" | 33.064 | 80 | 10 | 67 | 662527300027 | Lead Free Brass Ball Valve, 2 Piece, Full Port, Solder Connection, Stainless Steel Trim, Locking Handle, 600 WOG
100-115SSG-LH | JF-100SG-LH | 1" | 50.398 | 48 | 8 | 53 | 662527300034 | Lead Free Brass Ball Valve, 2 Piece, Full Port, Solder Connection, Stainless Steel Trim, Locking Handle, 600 WOG
100-116SSG-LH | JF-100SG-LH | 1-1/4" | 88.862 | 36 | 4 | 68 | 662527300041 | Lead Free Brass Ball Valve, 2 Piece, Full Port, Solder Connection, Stainless Steel Trim, Locking Handle, 600 WOG
100-117SSG-LH | JF-100SG-LH | 1-1/2" | 117.636 | 24 | 2 | 62 | 662527300058 | Lead Free Brass Ball Valve, 2 Piece, Full Port, Solder Connection, Stainless Steel Trim, Locking Handle, 600 WOG
100-118SSG-LH | JF-100SG-LH | 2" | 180.585 | 12 | 3 | 47 | 662527300065 | Lead Free Brass Ball Valve, 2 Piece, Full Port, Solder Connection, Stainless Steel Trim, Locking Handle, 600 WOG
100-119SSG-LH | JF-100SG-LH | 2-1/2” | 428.352 | 6 |  | 44 | 662527300072 | Lead Free Brass Ball Valve, 2 Piece, Full Port, Solder Connection, Stainless Steel Trim, Locking Handle, 600 WOG
100-120SSG-LH | JF-100SG-LH | 3” | 611.66 | 6 |  | 55 | 662527300089 | Lead Free Brass Ball Valve, 2 Piece, Full Port, Solder Connection, Stainless Steel Trim, Locking Handle, 600 WOG
100-121SSG-LH | JF-100SG-LH | 4” | 1100.51 | 2 |  | 35 | 662527303882 | Lead Free Brass Ball Valve, 2 Piece, Full Port, Solder Connection, Stainless Steel Trim, Locking Handle, 600 WOG
150-203G | JP-150G | 1/2” | 31.829 | 100 | 10 | 54 | 662527307460 | Lead Free Brass Ball Valve, 2 Piece, Full Port, Press Connection, 250 WOG
150-204G | JP-150G | 3/4” | 51.249 | 60 | 10 | 52 | 662527307477 | Lead Free Brass Ball Valve, 2 Piece, Full Port, Press Connection, 250 WOG
150-205G | JP-150G | 1” | 71.504 | 36 | 6 | 49 | 662527307484 | Lead Free Brass Ball Valve, 2 Piece, Full Port, Press Connection, 250 WOG
150-206G | JP-150G | 1-1/4” | 114.563 | 24 | 4 | 50 | 662527307491 | Lead Free Brass Ball Valve, 2 Piece, Full Port, Press Connection, 250 WOG
150-207G | JP-150G | 1-1/2” | 170.913 | 10 | 1 | 38 | 662527307507 | Lead Free Brass Ball Valve, 2 Piece, Full Port, Press Connection, 250 WOG
150-208G | JP-150G | 2” | 261.103 | 4 | 1 | 24 | 662527307514 | Lead Free Brass Ball Valve, 2 Piece, Full Port, Press Connection, 250 WOG
150-209XLCG | JP-150G XLC | 2-1/2" | 526.8 | 4 | 1 | 24 | 662527309730 | Lead Free Brass Ball Valve, 2 Piece, Full Port, Press XLC Connection, 250 WOG
150-210XLCG | JP-150G XLC | 3" | 801.801 | 4 | 1 | 24 | 662527309754 | Lead Free Brass Ball Valve, 2 Piece, Full Port, Press XLC Connection, 250 WOG
150-211XLCG | JP-150G XLC | 4" | 1566.126 | 4 | 1 | 24 | 662527309747 | Lead Free Brass Ball Valve, 2 Piece, Full Port, Press XLC Connection, 250 WOG
150-563G | JP-150G Press x FIP | 1/2" | 28.932 | 100 | 10 | 46 | 662527314321 | Lead Free Brass Ball Valve, 2 Piece, Full Port, Press x FIP Connection, 250 WOG
150-564G | JP-150G Press x FIP | 3/4" | 46.589 | 60 | 10 | 47 | 662527314338 | Lead Free Brass Ball Valve, 2 Piece, Full Port, Press x FIP Connection, 250 WOG
150-565G | JP-150G Press x FIP | 1" | 65.005 | 40 | 8 | 34 | 662527314345 | Lead Free Brass Ball Valve, 2 Piece, Full Port, Press x FIP Connection, 250 WOG
150-573G | JP-150G Press x MIP | 1/2" | 28.932 | 100 | 10 | 30 | 662527314352 | Lead Free Brass Ball Valve, 2 Piece, Full Port, Press x MIP Connection, 250 WOG
150-574G | JP-150G Press x MIP | 3/4" | 46.589 | 60 | 10 | 34 | 662527314369 | Lead Free Brass Ball Valve, 2 Piece, Full Port, Press x MIP Connection, 250 WOG
150-575G | JP-150G Press x MIP | 1" | 65.005 | 40 | 8 | 49 | 662527314376 | Lead Free Brass Ball Valve, 2 Piece, Full Port, Press x MIP Connection, 250 WOG
150-103G | T-150G | 1/2” | 19.486 | 100 | 10 | 48 | 662527305633 | Lead Free Brass Ball Valve, 2 Piece, Full Port, Threaded Connection, 600 WOG
150-104G | T-150G | 3/4” | 29.757 | 64 | 8 | 46 | 662527305640 | Lead Free Brass Ball Valve, 2 Piece, Full Port, Threaded Connection, 600 WOG
150-105G | T-150G | 1” | 45.736 | 48 | 6 | 52 | 662527305657 | Lead Free Brass Ball Valve, 2 Piece, Full Port, Threaded Connection, 600 WOG
150-106G | T-150G | 1-1/4” | 73.721 | 20 | 2 | 38 | 662527305664 | Lead Free Brass Ball Valve, 2 Piece, Full Port, Threaded Connection, 600 WOG
150-107G | T-150G | 1-1/2” | 103.871 | 16 | 2 | 40 | 662527305671 | Lead Free Brass Ball Valve, 2 Piece, Full Port, Threaded Connection, 600 WOG
150-108G | T-150G | 2” | 159.466 | 8 | 2 | 30 | 662527305688 | Lead Free Brass Ball Valve, 2 Piece, Full Port, Threaded Connection, 600 WOG
150-109G | T-150G | 2-1/2” | 558.524 | 6 | 1 | 41 | 662527306418 | Lead Free Brass Ball Valve, 2 Piece, Full Port, Threaded Connection, 600 WOG
150-110G | T-150G | 3” | 783.286 | 6 | 1 | 55 | 662527306425 | Lead Free Brass Ball Valve, 2 Piece, Full Port, Threaded Connection, 600 WOG
150-111G | T-150G | 4” | 1359.075 | 2 | 1 | 33 | 662527306432 | Lead Free Brass Ball Valve, 2 Piece, Full Port, Threaded Connection, 600 WOG
150-113G | S-150G | 1/2” | 17.822 | 100 | 10 | 43 | 662527305695 | Lead Free Brass Ball Valve, 2 Piece, Full Port, Solder Connection, 600 WOG
150-114G | S-150G | 3/4” | 29.077 | 64 | 8 | 46 | 662527305701 | Lead Free Brass Ball Valve, 2 Piece, Full Port, Solder Connection, 600 WOG
150-115G | S-150G | 1” | 45.449 | 48 | 6 | 58 | 662527305718 | Lead Free Brass Ball Valve, 2 Piece, Full Port, Solder Connection, 600 WOG
150-116G | S-150G | 1-1/4” | 70.983 | 20 | 2 | 36 | 662527305725 | Lead Free Brass Ball Valve, 2 Piece, Full Port, Solder Connection, 600 WOG
150-117G | S-150G | 1-1/2” | 102.995 | 16 | 2 | 39 | 662527305732 | Lead Free Brass Ball Valve, 2 Piece, Full Port, Solder Connection, 600 WOG
150-118G | S-150G | 2” | 157.909 | 8 | 2 | 30 | 662527305749 | Lead Free Brass Ball Valve, 2 Piece, Full Port, Solder Connection, 600 WOG
150-119G | S-150G | 2-1/2” | 557.967 | 6 | 1 | 38 | 662527306449 | Lead Free Brass Ball Valve, 2 Piece, Full Port, Solder Connection, 600 WOG
150-120G | S-150G | 3” | 781.35 | 6 | 1 | 50 | 662527306456 | Lead Free Brass Ball Valve, 2 Piece, Full Port, Solder Connection, 600 WOG
150-121G | S-150G | 4” | 1358.306 | 2 | 1 | 32 | 662527306463 | Lead Free Brass Ball Valve, 2 Piece, Full Port, Solder Connection, 600 WOG
150-103G-EH | T-150G-EH | 1/2" | 34.871 | 100 | 10 | 48 | 662527311580 | Lead Free Brass Ball Valve, 2 Piece, Full Port, Threaded Connection, Extended Handle, 600 WOG
150-104G-EH | T-150G-EH | 3/4" | 57.13 | 64 | 8 | 46 | 662527311597 | Lead Free Brass Ball Valve, 2 Piece, Full Port, Threaded Connection, Extended Handle, 600 WOG
150-105G-EH | T-150G-EH | 1" | 73.121 | 48 | 6 | 52 | 662527311603 | Lead Free Brass Ball Valve, 2 Piece, Full Port, Threaded Connection, Extended Handle, 600 WOG
150-113G-EH | S-150G-EH | 1/2" | 34.871 | 100 | 10 | 43 | 662527311610 | Lead Free Brass Ball Valve, 2 Piece, Full Port, Threaded Connection, Extended Handle, 600 WOG
150-114G-EH | S-150G-EH | 3/4" | 57.13 | 64 | 8 | 46 | 662527311627 | Lead Free Brass Ball Valve, 2 Piece, Full Port, Threaded Connection, Extended Handle, 600 WOG
150-115G-EH | S-150G-EH | 1" | 73.121 | 48 | 6 | 58 | 662527311634 | Lead Free Brass Ball Valve, 2 Piece, Full Port, Threaded Connection, Extended Handle, 600 WOG
100-633G | T-110G | 1/2" | 24.713 | 120 | 10 | 51 | 662527298195 | Lead Free Brass Ball Valve, 2 Piece, Full Port, Threaded Connection, Stainless Steel Trim with Drain, 600 WOG
100-634G | T-110G | 3/4" | 37.083 | 80 | 10 | 47 | 662527298201 | Lead Free Brass Ball Valve, 2 Piece, Full Port, Threaded Connection, Stainless Steel Trim with Drain, 600 WOG
100-635G | T-110G | 1" | 55.749 | 36 | 6 | 43 | 662527298218 | Lead Free Brass Ball Valve, 2 Piece, Full Port, Threaded Connection, Stainless Steel Trim with Drain, 600 WOG
100-643G | S-110G | 1/2" | 24.189 | 120 | 10 | 51 | 662527298225 | Lead Free Brass Ball Valve, 2 Piece, Full Port, Solder Connection, Stainless Steel Trim with Drain, 600 WOG
100-644G | S-110G | 3/4" | 36.233 | 80 | 10 | 61 | 662527298232 | Lead Free Brass Ball Valve, 2 Piece, Full Port, Solder Connection, Stainless Steel Trim with Drain, 600 WOG
100-645G | S-110G | 1" | 55.425 | 48 | 8 | 43 | 662527298249 | Lead Free Brass Ball Valve, 2 Piece, Full Port, Solder Connection, Stainless Steel Trim with Drain, 600 WOG
150-233G | JP-110G | 1/2" | 39.398 | 100 | 10 | 51 | 662527307132 | Lead Free Brass Ball Valve, 2 Piece, Full Port, Press Connection, Stainless Steel Trim with Drain, 400 WOG
150-234G | JP-110G | 3/4" | 53.853 | 60 | 10 | 51 | 662527307149 | Lead Free Brass Ball Valve, 2 Piece, Full Port, Press Connection, Stainless Steel Trim with Drain, 400 WOG
150-235G | JP-110G | 1" | 73.891 | 40 | 8 | 50 | 662527307156 | Lead Free Brass Ball Valve, 2 Piece, Full Port, Press Connection, Stainless Steel Trim with Drain, 400 WOG
102-653G | C-402G | 1/2" | 31.372 | 100 | 10 | 60 | 662527298256 | Lead Free Brass Ball Valve, 2 Piece, Full Port, Compression Connection, Stainless Steel Trim with Drain, 600 WOG
102-654G | C-402G | 3/4" | 45.119 | 80 | 10 | 61 | 662527298263 | Lead Free Brass Ball Valve, 2 Piece, Full Port, Compression Connection, Stainless Steel Trim with Drain, 600 WOG
102-655G | C-402G | 1" | 67.587 | 48 | 6 | 71 | 662527298270 | Lead Free Brass Ball Valve, 2 Piece, Full Port, Compression Connection, Stainless Steel Trim with Drain, 600 WOG
102-663G | C-402G | 1/2" | 30.154 | 100 | 10 | 60 | 662527318961 | Lead Free Brass Ball Valve, 2 Piece, Full Port, Compression Connection, Stainless Steel Trim, 600 WOG
102-664G | C-402G | 3/4" | 41.614 | 80 | 10 | 61 | 662527318978 | Lead Free Brass Ball Valve, 2 Piece, Full Port, Compression Connection, Stainless Steel Trim, 600 WOG
102-665G | C-402G | 1" | 63.387 | 48 | 8 | 71 | 662527318985 | Lead Free Brass Ball Valve, 2 Piece, Full Port, Compression Connection, Stainless Steel Trim, 600 WOG
100-123G | JF-100TLBG | 1/2" | 35.987 | 60 | 10 | 44 | 662527329219 | Lead Free Brass Ball Valve, 2 Piece, Full Port, Threaded Connection, Long Bonnet Neck, T-Handle, 600 WOG
100-124G | JF-100TLBG | 3/4" | 55.112 | 60 | 10 | 54 | 662527329226 | Lead Free Brass Ball Valve, 2 Piece, Full Port, Threaded Connection, Long Bonnet Neck, T-Handle, 600 WOG
100-153G | JF-100SLBG | 1/2" | 33.994 | 60 | 10 | 42 | 662527329233 | Lead Free Brass Ball Valve, 2 Piece, Full Port, Solder Connection, Long Bonnet Neck, T-Handle, 600 WOG
100-154G | JF-100SLBG | 3/4" | 52.532 | 60 | 10 | 50 | 662527329240 | Lead Free Brass Ball Valve, 2 Piece, Full Port, Solder Connection, Long Bonnet Neck, T-Handle, 600 WOG
150-213G | JP-150LBG | 1/2" | 52.517 | 60 | 10 | 43 | 662527324405 | Lead Free Brass Ball Valve, 2 Piece, Full Port, Press Connection, Long Bonnet Neck, T-Handle, 250 WOG
150-214G | JP-150LBG | 3/4" | 74.312 | 60 | 10 | 56 | 662527324412 | Lead Free Brass Ball Valve, 2 Piece, Full Port, Press Connection, Long Bonnet Neck, T-Handle, 250 WOG
100-080RVSSG | JF-100RVG NPT | 3/4" | 89.664 | 12 | 1 | 16 | 662527310200 | Lead Free Brass Ball Valve, 2 Piece, Full Port, Threaded Connection, Stainless Steel Trim, Thermal Expansion Relief, 600 WOG
100-100RVSSG | JF-100RVG NPT | 3/4" | 89.664 | 12 | 1 | 16 | 662527310217 | Lead Free Brass Ball Valve, 2 Piece, Full Port, Threaded Connection, Stainless Steel Trim, Thermal Expansion Relief, 600 WOG
100-125RVSSG | JF-100RVG NPT | 3/4" | 89.664 | 12 | 1 | 16 | 662527310224 | Lead Free Brass Ball Valve, 2 Piece, Full Port, Threaded Connection, Stainless Steel Trim, Thermal Expansion Relief, 600 WOG
101-080RVSSG | JF-100RVG SWT | 3/4" | 88.93 | 12 | 1 | 16 | 662527310231 | Lead Free Brass Ball Valve, 2 Piece, Full Port, Solder Connection, Stainless Steel Trim, Thermal Expansion Relief, 600 WOG
101-100RVSSG | JF-100RVG SWT | 3/4" | 88.93 | 12 | 1 | 16 | 662527310248 | Lead Free Brass Ball Valve, 2 Piece, Full Port, Solder Connection, Stainless Steel Trim, Thermal Expansion Relief, 600 WOG
101-125RVSSG | JF-100RVG SWT | 3/4" | 88.93 | 12 | 1 | 16 | 662527310255 | Lead Free Brass Ball Valve, 2 Piece, Full Port, Solder Connection, Stainless Steel Trim, Thermal Expansion Relief, 600 WOG
103-080RVSSG | JF-100RVG CRIMP PEX | 3/4" | 87.284 | 12 | 1 | 16 | 662527310293 | Lead Free Brass Ball Valve, 2 Piece, Full Port, Crimp Pex Connection, Stainless Steel Trim, Thermal Expansion Relief, 600 WOG
103-100RVSSG | JF-100RVG CRIMP PEX | 3/4" | 87.284 | 12 | 1 | 16 | 662527310309 | Lead Free Brass Ball Valve, 2 Piece, Full Port, Crimp Pex Connection, Stainless Steel Trim, Thermal Expansion Relief, 600 WOG
103-125RVSSG | JF-100RVG CRIMP PEX | 3/4" | 87.284 | 12 | 1 | 16 | 662527310316 | Lead Free Brass Ball Valve, 2 Piece, Full Port, Crimp Pex Connection, Stainless Steel Trim, Thermal Expansion Relief, 600 WOG
104-080RVSSG | JF-100RVG EXP PEX | 3/4" | 89.664 | 12 | 1 | 16 | 662527310323 | Lead Free Brass Ball Valve, 2 Piece, Full Port, Expansion Pex Connection, Stainless Steel Trim, Thermal Expansion Relief, 600 WOG
104-100RVSSG | JF-100RVG EXP PEX | 3/4" | 89.664 | 12 | 1 | 16 | 662527310330 | Lead Free Brass Ball Valve, 2 Piece, Full Port, Expansion Pex Connection, Stainless Steel Trim, Thermal Expansion Relief, 600 WOG
104-125RVSSG | JF-100RVG EXP PEX | 3/4" | 89.664 | 12 | 1 | 16 | 662527310347 | Lead Free Brass Ball Valve, 2 Piece, Full Port, Expansion Pex Connection, Stainless Steel Trim, Thermal Expansion Relief, 600 WOG
105-080RVSSG | JF-100RVG CPVC | 3/4" | 0 | 120 | 10 | 40 | 662527310323 | Lead Free Brass Ball Valve, 2 Piece, Full Port, CPVC Connection, Stainless Steel Trim, Thermal Expansion Relief, 600 WOG
105-100RVSSG | JF-100RVG CPVC | 3/4" | 0 | 120 | 10 | 40 | 662527310330 | Lead Free Brass Ball Valve, 2 Piece, Full Port, CPVC Connection, Stainless Steel Trim, Thermal Expansion Relief, 600 WOG
105-125RVSSG | JF-100RVG CPVC | 3/4" | 0 | 120 | 10 | 40 | 662527310347 | Lead Free Brass Ball Valve, 2 Piece, Full Port, CPVC Connection, Stainless Steel Trim, Thermal Expansion Relief, 600 WOG
104-523PG | T-422G | 1/2" | 18.324 | 120 | 10 | 41 | 662527304391 | Lead Free Brass Ball Valve, 2 Piece, Standard Port, Expansion Pex Connection, Stainless Steel Trim, 400 WOG
104-524PG | T-422G | 3/4" | 29.29 | 100 | 10 | 51 | 662527304407 | Lead Free Brass Ball Valve, 2 Piece, Standard Port, Expansion Pex Connection, Stainless Steel Trim, 400 WOG
104-525PG | T-422G | 1" | 46.158 | 54 | 6 | 48 | 662527304414 | Lead Free Brass Ball Valve, 2 Piece, Standard Port, Expansion Pex Connection, Stainless Steel Trim, 400 WOG
104-526PG | T-422G | 1-1/4" | 68.748 | 36 | 6 | 49 | 662527304421 | Lead Free Brass Ball Valve, 2 Piece, Standard Port, Expansion Pex Connection, Stainless Steel Trim, 400 WOG
104-527PG | T-422G | 1-1/2" | 103.762 | 24 | 4 | 48 | 662527304438 | Lead Free Brass Ball Valve, 2 Piece, Standard Port, Expansion Pex Connection, Stainless Steel Trim, 400 WOG
104-528PG | T-422G | 2" | 204.151 | 12 | 2 | 40 | 662527304445 | Lead Free Brass Ball Valve, 2 Piece, Standard Port, Expansion Pex Connection, Stainless Steel Trim, 400 WOG
104-529PG | T-422G | 2-1/2” | 402.827 | 6 | 1 | 34 | 662527306210 | Lead Free Brass Ball Valve, 2 Piece, Standard Port, Expansion Pex Connection, Stainless Steel Trim, 400 WOG
104-530PG | T-422G | 3” | 666.028 | 6 | 1 | 61 | 662527306227 | Lead Free Brass Ball Valve, 2 Piece, Standard Port, Expansion Pex Connection, Stainless Steel Trim, 400 WOG
104-523PG-TH | T-422G | 1/2" | 20.565 | 120 | 10 | 35 | 662527306685 | Lead Free Brass Ball Valve, 2 Piece, Standard Port, Expansion Pex Connection, Stainless Steel Trim, T-Handle, 400 WOG
104-524PG-TH | T-422G | 3/4" | 31.785 | 100 | 10 | 40 | 662527306692 | Lead Free Brass Ball Valve, 2 Piece, Standard Port, Expansion Pex Connection, Stainless Steel Trim, T-Handle, 400 WOG
104-525PG-TH | T-422G | 1" | 48.652 | 54 | 6 | 40 | 662527306708 | Lead Free Brass Ball Valve, 2 Piece, Standard Port, Expansion Pex Connection, Stainless Steel Trim, T-Handle, 400 WOG
104-533PG | S-422G | 1/2" | 18.335 | 120 | 10 | 38 | 662527304636 | Lead Free Brass Ball Valve, 2 Piece, Standard Port, Solder x Expansion Pex Connection, Stainless Steel Trim, 400 WOG
104-534PG | S-422G | 3/4" | 28.285 | 100 | 10 | 47 | 662527304469 | Lead Free Brass Ball Valve, 2 Piece, Standard Port, Solder x Expansion Pex Connection, Stainless Steel Trim, 400 WOG
104-535PG | S-422G | 1" | 44.665 | 54 | 6 | 40 | 662527309167 | Lead Free Brass Ball Valve, 2 Piece, Standard Port, Solder x Expansion Pex Connection, Stainless Steel Trim, 400 WOG
104-533PG-TH | S-422G | 1/2" | 20.59 | 120 | 10 | 32 | 662527306715 | Lead Free Brass Ball Valve, 2 Piece, Standard Port, Solder x Expansion Pex Connection, Stainless Steel Trim, T-Handle, 400 WOG
104-534PG-TH | S-422G | 3/4" | 30.786 | 100 | 10 | 43 | 662527306722 | Lead Free Brass Ball Valve, 2 Piece, Standard Port, Solder x Expansion Pex Connection, Stainless Steel Trim, T-Handle, 400 WOG
104-534MPG | T-422 MIP x Expansion | 3/4” | 29.49 | 100 | 10 | 50 | 662527304452 | Lead Free Brass Ball Valve, 2 Piece, Standard Port, Threaded MIP x Expansion Pex Connection, Stainless Steel Trim, 400 WOG
104-534MPG-TH | T-422 MIP x Expansion | 3/4” | 32.411 | 100 | 10 | 45 | 662527306739 | Lead Free Brass Ball Valve, 2 Piece, Standard Port, Threaded MIP x Expansion Pex Connection, Stainless Steel Trim, T-Handle, 400 WOG
104-554PG | T-422 FIP x Expansion | 3/4" | 29.132 | 120 | 10 | 51 | 662527305145 | Lead Free Brass Ball Valve, 2 Piece, Standard Port, Threaded FIP x Expansion Pex Connection, Stainless Steel Trim, 400 WOG
104-555PG | T-422 FIP x Expansion | 1" | 44.683 | 54 | 6 | 48 | 662527305565 | Lead Free Brass Ball Valve, 2 Piece, Standard Port, Threaded FIP x Expansion Pex Connection, Stainless Steel Trim, 400 WOG
104-554PG-TH | T-422 FIP x Expansion | 3/4" | 31.635 | 120 | 10 | 49 | 662527306746 | Lead Free Brass Ball Valve, 2 Piece, Standard Port, Threaded FIP x Expansion Pex Connection, Stainless Steel Trim, T-Handle, 400 WOG
104-555PG-TH | T-422 FIP x Expansion | 1" | 47.178 | 54 | 6 | 43 | 662527306753 | Lead Free Brass Ball Valve, 2 Piece, Standard Port, Threaded FIP x Expansion Pex Connection, Stainless Steel Trim, T-Handle, 400 WOG
104-563PG | T-422G Press x Expansion | 1/2" | 28.935 | 100 | 10 | 47 | 662527309136 | Lead Free Brass Ball Valve, 2 Piece, Standard Port, Press x Expansion Pex Connection, Stainless Steel Trim, 250 CWP
104-564PG | T-422G Press x Expansion | 3/4" | 46.59 | 100 | 10 | 47 | 662527309143 | Lead Free Brass Ball Valve, 2 Piece, Standard Port, Press x Expansion Pex Connection, Stainless Steel Trim, 250 CWP
104-565PG | T-422G Press x Expansion | 1" | 65.004 | 100 | 10 | 47 | 662527309150 | Lead Free Brass Ball Valve, 2 Piece, Standard Port, Press x Expansion Pex Connection, Stainless Steel Trim, 250 CWP
104-543PG | T-423G | 1/2" | 22.369 | 120 | 10 | 51 | 662527305121 | Lead Free Brass Ball Valve, 2 Piece, Standard Port, Expansion Pex Connection, Stainless Steel Trim with Drain, 400 WOG
104-544PG | T-423G | 3/4" | 34.215 | 100 | 10 | 63 | 662527305138 | Lead Free Brass Ball Valve, 2 Piece, Standard Port, Expansion Pex Connection, Stainless Steel Trim with Drain, 400 WOG
104-545PG | T-423G | 1" | 46.147 | 100 | 10 | 49 | 662527309051 | Lead Free Brass Ball Valve, 2 Piece, Standard Port, Expansion Pex Connection, Stainless Steel Trim with Drain, 400 WOG
104-543PG-TH | T-423G | 1/2" | 23.926 | 120 | 10 | 40 | 662527306760 | Lead Free Brass Ball Valve, 2 Piece, Standard Port, Expansion Pex Connection, Stainless Steel Trim with Drain, T-Handle, 400 WOG
104-544PG-TH | T-423G | 3/4" | 35.617 | 100 | 10 | 40 | 662527306777 | Lead Free Brass Ball Valve, 2 Piece, Standard Port, Expansion Pex Connection, Stainless Steel Trim with Drain, T-Handle, 400 WOG
103-523PG | T-412G | 1/2" | 14.869 | 120 | 10 | 35 | 662527293633 | Lead Free Brass Ball Valve, 2 Piece, Standard Port, Crimp Pex Connection, 400 CWP
103-524PG | T-412G | 3/4" | 22.743 | 120 | 10 | 54 | 662527293640 | Lead Free Brass Ball Valve, 2 Piece, Standard Port, Crimp Pex Connection, 400 CWP
103-525PG | T-412G | 1" | 33.854 | 54 | 6 | 35 | 662527293657 | Lead Free Brass Ball Valve, 2 Piece, Standard Port, Crimp Pex Connection, 400 CWP
103-526PG | T-412G | 1-1/4" | 62.735 | 60 | 10 | 57 | 662527304612 | Lead Free Brass Ball Valve, 2 Piece, Standard Port, Crimp Pex Connection, 400 CWP
103-527PG | T-412G | 1-1/2" | 89.836 | 24 | 4 | 34 | 662527309709 | Lead Free Brass Ball Valve, 2 Piece, Standard Port, Crimp Pex Connection, 400 CWP
103-528PG | T-412G | 2" | 176.759 | 12 | 2 | 29 | 662527309716 | Lead Free Brass Ball Valve, 2 Piece, Standard Port, Crimp Pex Connection, 400 CWP
103-523PG-TH | T-412G | 1/2" | 16.82 | 120 | 10 | 28 | 662527306784 | Lead Free Brass Ball Valve, 2 Piece, Standard Port, Crimp Pex Connection, T-Handle, 400 CWP
103-524PG-TH | T-412G | 3/4" | 25.731 | 120 | 10 | 49 | 662527306791 | Lead Free Brass Ball Valve, 2 Piece, Standard Port, Crimp Pex Connection, T-Handle, 400 CWP
103-525PG-TH | T-412G | 1" | 36.86 | 54 | 6 | 33 | 662527306807 | Lead Free Brass Ball Valve, 2 Piece, Standard Port, Crimp Pex Connection, T-Handle, 400 CWP
103-533PG | S-412G | 1/2" | 18.126 | 120 | 10 | 31 | 662527293664 | Lead Free Brass Ball Valve, 2 Piece, Standard Port, Solder x Crimp Pex Connection, 400 CWP
103-534PG | S-412G | 3/4" | 28.128 | 120 | 10 | 54 | 662527293626 | Lead Free Brass Ball Valve, 2 Piece, Standard Port, Solder x Crimp Pex Connection, 400 CWP
103-535PG | S-412G | 1" | 42.228 | 54 | 6 | 40 | 662527304650 | Lead Free Brass Ball Valve, 2 Piece, Standard Port, Solder x Crimp Pex Connection, 400 CWP
103-533PG-TH | S-412G | 1/2" | 20.363 | 120 | 10 | 25 | 662527306814 | Lead Free Brass Ball Valve, 2 Piece, Standard Port, Solder x Crimp Pex Connection, T-Handle, 400 CWP
103-534PG-TH | S-412G | 3/4" | 31.135 | 120 | 10 | 49 | 662527306821 | Lead Free Brass Ball Valve, 2 Piece, Standard Port, Solder x Crimp Pex Connection, T-Handle, 400 CWP
103-535PG-TH | S-412G | 1" | 44.376 | 54 | 6 | 33 | 662527306838 | Lead Free Brass Ball Valve, 2 Piece, Standard Port, Solder x Crimp Pex Connection, T-Handle, 400 CWP
103-534MPG | T-412G MIP | 3/4” | 30.996 | 120 | 10 | 59 | 662527299581 | Lead Free Brass Ball Valve, 2 Piece, Standard Port, Threaded MIP x Crimp Pex Connection, 400 CWP
103-534MPG-TH | T-412G MIP | 3/4” | 33.983 | 120 | 10 | 54 | 662527306845 | Lead Free Brass Ball Valve, 2 Piece, Standard Port, Threaded MIP x Crimp Pex Connection, T-Handle, 400 CWP
103-554PG | T-412G FIP | 3/4” | 26.17 | 120 | 10 | 53 | 662527305176 | Lead Free Brass Ball Valve, 2 Piece, Standard Port, Threaded FIP x Crimp Pex Connection, 400 CWP
103-555PG | T-412G FIP | 1” | 38.164 | 54 | 6 | 43 | 662527305558 | Lead Free Brass Ball Valve, 2 Piece, Standard Port, Threaded FIP x Crimp Pex Connection, 400 CWP
103-554PG-TH | T-412G FIP | 3/4” | 28.093 | 120 | 10 | 53 | 662527306852 | Lead Free Brass Ball Valve, 2 Piece, Standard Port, Threaded FIP x Crimp Pex Connection, T-Handle, 400 CWP
103-555PG-TH | T-412G FIP | 1” | 41.888 | 54 | 6 | 53 | 662527306869 | Lead Free Brass Ball Valve, 2 Piece, Standard Port, Threaded FIP x Crimp Pex Connection, T-Handle, 400 CWP
103-563PG | T-412G Press x Crimp | 1/2" | 28.935 | 100 | 10 | 43 | 662527314291 | Lead Free Brass Ball Valve, 2 Piece, Standard Port, Press x Crimp Pex Connection, 250 CWP
103-564PG | T-412G Press x Crimp | 3/4" | 46.59 | 60 | 10 | 41 | 662527314307 | Lead Free Brass Ball Valve, 2 Piece, Standard Port, Press x Crimp Pex Connection, 250 CWP
103-565PG | T-412G Press x Crimp | 1" | 65.004 | 40 | 8 | 46 | 662527314314 | Lead Free Brass Ball Valve, 2 Piece, Standard Port, Press x Crimp Pex Connection, 250 CWP
103-543PG | T-413G | 1/2" | 22.334 | 120 | 10 | 36 | 662527305152 | Lead Free Brass Ball Valve, 2 Piece, Standard Port, Crimp Pex Connection, Stainless Steel Trim with Drain, 600 CWP
103-544PG | T-413G | 3/4" | 29.966 | 120 | 10 | 53 | 662527305169 | Lead Free Brass Ball Valve, 2 Piece, Standard Port, Crimp Pex Connection, Stainless Steel Trim with Drain, 600 CWP
103-543PG-TH | T-413G | 1/2" | 23.822 | 120 | 10 | 36 | 662527306876 | Lead Free Brass Ball Valve, 2 Piece, Standard Port, Crimp Pex Connection, Stainless Steel Trim with Drain, T-Handle, 600 CWP
103-544PG-TH | T-413G | 3/4" | 31.525 | 120 | 10 | 36 | 662527306883 | Lead Free Brass Ball Valve, 2 Piece, Standard Port, Crimp Pex Connection, Stainless Steel Trim with Drain, T-Handle, 600 CWP
150-603G | S-155G | 1/2" | 43.094 | 54 | 6 | 29 | 662527314109 | Lead Free Brass Ball Valve, CPVC Ball Valve, 2 Piece, Full Port, Solvent Connection, 150 WOG
150-604G | S-155G | 3/4" | 65.122 | 48 | 4 | 40 | 662527314116 | Lead Free Brass Ball Valve, CPVC Ball Valve, 2 Piece, Full Port, Solvent Connection, 150 WOG
150-605G | S-155G | 1" | 108.879 | 18 | 2 | 26 | 662527314123 | Lead Free Brass Ball Valve, CPVC Ball Valve, 2 Piece, Full Port, Solvent Connection, 150 WOG
150-606G | S-155G | 1-1/4" | 135.378 | 24 | 6 | 54 | 662527318725 | Lead Free Brass Ball Valve, CPVC Ball Valve, 2 Piece, Full Port, Solvent Connection, 150 WOG
150-607G | S-155G | 1-1/2" | 184.157 | 12 | 6 | 32 | 662527318732 | Lead Free Brass Ball Valve, CPVC Ball Valve, 2 Piece, Full Port, Solvent Connection, 150 WOG
150-608G | S-155G | 2" | 280.699 | 8 | 4 | 32 | 662527318749 | Lead Free Brass Ball Valve, CPVC Ball Valve, 2 Piece, Full Port, Solvent Connection, 150 WOG
150-663G | S-165G | 1/2" | 48.854 | 54 | 6 | 31 | 662527314130 | Lead Free Brass Ball Valve, CPVC Ball Valve, 2 Piece, Full Port, Solvent Connection with Drain, 150 WOG
150-664G | S-165G | 3/4" | 71.828 | 48 | 4 | 41 | 662527314147 | Lead Free Brass Ball Valve, CPVC Ball Valve, 2 Piece, Full Port, Solvent Connection with Drain, 150 WOG
150-665G | S-165G | 1" | 119.171 | 18 | 2 | 26 | 662527314154 | Lead Free Brass Ball Valve, CPVC Ball Valve, 2 Piece, Full Port, Solvent Connection with Drain, 150 WOG
100-131G | JF-100GMxF | 1/4" | 19.152 | 120 | 10 | 60 | 662527298287 | Lead Free Brass Ball Valve, 2 Piece, Full Port, MIP x FIP Connection, Stainless Steel Trim, 600 WOG
100-132G | JF-100GMxF | 3/8" | 19.398 | 120 | 10 | 60 | 662527298294 | Lead Free Brass Ball Valve, 2 Piece, Full Port, MIP x FIP Connection, Stainless Steel Trim, 600 WOG
100-133G | JF-100GMxF | 1/2" | 27.384 | 100 | 10 | 50 | 662527298300 | Lead Free Brass Ball Valve, 2 Piece, Full Port, MIP x FIP Connection, Stainless Steel Trim, 600 WOG
100-134G | JF-100GMxF | 3/4" | 41.257 | 80 | 10 | 60 | 662527298317 | Lead Free Brass Ball Valve, 2 Piece, Full Port, MIP x FIP Connection, Stainless Steel Trim, 600 WOG
100-135G | JF-100GMxF | 1" | 59.892 | 48 | 8 | 58 | 662527298324 | Lead Free Brass Ball Valve, 2 Piece, Full Port, MIP x FIP Connection, Stainless Steel Trim, 600 WOG
100-136G | JF-100GMxF | 1-1/4” | 96.554 | 36 | 4 | 63 | 662527330581 | Lead Free Brass Ball Valve, 2 Piece, Full Port, MIP x FIP Connection, Stainless Steel Trim, 600 WOG
100-137G | JF-100GMxF | 1-1/2” | 159.836 | 24 | 2 | 55 | 662527330598 | Lead Free Brass Ball Valve, 2 Piece, Full Port, MIP x FIP Connection, Stainless Steel Trim, 600 WOG
100-138G | JF-100GMxF | 2” | 213.984 | 12 | 3 | 44 | 662527330604 | Lead Free Brass Ball Valve, 2 Piece, Full Port, MIP x FIP Connection, Stainless Steel Trim, 600 WOG
100-143G | JF-100GMxC | 1/2" | 24.884 | 100 | 10 | 43 | 662527309617 | Lead Free Brass Ball Valve, 2 Piece, Full Port, MIP x Solder Connection, Stainless Steel Trim, 600 WOG
100-144G | JF-100GMxC | 3/4" | 37.504 | 80 | 10 | 60 | 662527309624 | Lead Free Brass Ball Valve, 2 Piece, Full Port, MIP x Solder Connection, Stainless Steel Trim, 600 WOG
100-296G | T-82MG | ¼" FIP x ⅛" MIP | 19.714 | 350 | 35 | 58 | 662527300614 | Lead Free Brass Ball Valve, Mini Valve, 2 Piece, Full Port, Threaded Connection with Screwdriver Slot, 600 WOG
100-396G | T-83CG | ⅛” FIP x ¼” MIP | 14.302 | 250 | 25 | 40 | 662527307125 | Lead Free Brass Ball Valve, Mini Valve, 2 Piece, Full Port, Threaded Connection, Stainless Steel Trim, 600 WOG
100-397G | T-83CG | ⅛” FIP x ⅛” MIP | 14.302 | 250 | 25 | 40 | 662527298331 | Lead Free Brass Ball Valve, Mini Valve, 2 Piece, Full Port, Threaded Connection, Stainless Steel Trim, 600 WOG
100-398G | T-83CG | ¼" FIP x ⅛” MIP | 14.302 | 200 | 20 | 49 | 662527298348 | Lead Free Brass Ball Valve, Mini Valve, 2 Piece, Full Port, Threaded Connection, Stainless Steel Trim, 600 WOG
100-399G | T-83CG | ¼" FIP x ¼” MIP | 14.302 | 250 | 25 | 43 | 662527298355 | Lead Free Brass Ball Valve, Mini Valve, 2 Piece, Full Port, Threaded Connection, Stainless Steel Trim, 600 WOG
100-400G | T-83CG | ¼" FIP x ¼” FIP | 14.302 | 200 | 20 | 49 | 662527298362 | Lead Free Brass Ball Valve, Mini Valve, 2 Piece, Full Port, Threaded Connection, Stainless Steel Trim, 600 WOG
100-397G-TH | T-83CG | ⅛” FIP x ⅛” MIP | 14.303 | 250 | 25 | 40 | 662527298379 | Lead Free Brass Ball Valve, Mini Valve, 2 Piece, Full Port, Threaded Connection, Stainless Steel Trim, T-Handle, 600 WOG
100-398G-TH | T-83CG | ¼" FIP x ⅛” MIP | 14.303 | 200 | 20 | 49 | 662527298386 | Lead Free Brass Ball Valve, Mini Valve, 2 Piece, Full Port, Threaded Connection, Stainless Steel Trim, T-Handle, 600 WOG
100-399G-TH | T-83CG | ¼" FIP x ¼” MIP | 14.303 | 250 | 25 | 40 | 662527298393 | Lead Free Brass Ball Valve, Mini Valve, 2 Piece, Full Port, Threaded Connection, Stainless Steel Trim, T-Handle, 600 WOG
100-400G-TH | T-83CG | ¼" FIP x ¼” FIP | 14.303 | 200 | 20 | 49 | 662527298409 | Lead Free Brass Ball Valve, Mini Valve, 2 Piece, Full Port, Threaded Connection, Stainless Steel Trim, T-Handle, 600 WOG
100-103JFPG | JFPG-100 | 1/2" | 35.554 | 80 | 10 | 41 | 662527294364 | Lead Free Brass Ball Valve, 2 Piece, Full Port, Push Fit Connection, 200 WOG
100-104JFPG | JFPG-100 | 3/4" | 50.96 | 45 | 5 | 33 | 662527294371 | Lead Free Brass Ball Valve, 2 Piece, Full Port, Push Fit Connection, 200 WOG
100-105JFPG | JFPG-100 | 1" | 90.29 | 30 | 2 | 40 | 662527294388 | Lead Free Brass Ball Valve, 2 Piece, Full Port, Push Fit Connection, 200 WOG
100-653G | T-100HFG | 1/2" x 3/4" Hose | 35.352 | 100 | 10 | 60 | 662527299079 | Lead Free Brass Ball Valve, 2 Piece, Full Port, Threaded x Hose Connection with Cap and Chain, Stainless Steel Trim, 600 WOG
100-654G | T-100HFG | 3/4" x 3/4" Hose | 47.772 | 60 | 10 | 57 | 662527299086 | Lead Free Brass Ball Valve, 2 Piece, Full Port, Threaded x Hose Connection with Cap and Chain, Stainless Steel Trim, 600 WOG
100-663G | S-100HSG | 1/2" x 3/4" Hose | 33.934 | 100 | 10 | 46 | 662527299383 | Lead Free Brass Ball Valve, 2 Piece, Full Port, Solder x Hose Connection with Cap and Chain, Stainless Steel Trim, 600 WOG
100-664G | S-100HSG | 3/4" x 3/4" Hose | 45.945 | 60 | 10 | 75 | 662527299390 | Lead Free Brass Ball Valve, 2 Piece, Full Port, Solder x Hose Connection with Cap and Chain, Stainless Steel Trim, 600 WOG
100-673G | P-100HPG | 1/2" x 3/4" Hose | 42.505 | 100 | 10 | 60 | 662527307200 | Lead Free Brass Ball Valve, 2 Piece, Full Port, Press x Hose Connection with Cap and Chain, Stainless Steel Trim, 250 WOG
100-674G | P-100HPG | 3/4" x 3/4" Hose | 57.423 | 100 | 10 | 60 | 662527307217 | Lead Free Brass Ball Valve, 2 Piece, Full Port, Press x Hose Connection with Cap and Chain, Stainless Steel Trim, 250 WOG
800-103ADDG | Lead Free Add-A-Valve | 1/2" | 667.639 | 12 |  | 3 | 662527300775 | Lead Free Brass Ball Valve, Emergency Shut Off Device
800-104ADDG | Lead Free Add-A-Valve | 3/4" | 850.01 | 8 |  | 5 | 662527300782 | Lead Free Brass Ball Valve, Emergency Shut Off Device
800-105ADDG | Lead Free Add-A-Valve | 1" | 1218.907 | 6 |  | 7 | 662527300799 | Lead Free Brass Ball Valve, Emergency Shut Off Device
800-106ADDG | Lead Free Add-A-Valve | 1-1/4" | 1901.12 |  |  | 12 | 662527300829 | Lead Free Brass Ball Valve, Emergency Shut Off Device
800-107ADDG | Lead Free Add-A-Valve | 1-1/2" | 2378.76 |  |  | 16 | 662527300836 | Lead Free Brass Ball Valve, Emergency Shut Off Device
800-108ADDG | Lead Free Add-A-Valve | 2" | 3710.866 |  |  | 23 | 662527300843 | Lead Free Brass Ball Valve, Emergency Shut Off Device
800-103ADD | Add-A-Valve | 1/2" | 524.619 | 12 |  | 3 | 662527292308 | Brass Ball Valve, Emergency Shut Off Device
800-104ADD | Add-A-Valve | 3/4" | 665.994 | 8 |  | 5 | 662527292674 | Brass Ball Valve, Emergency Shut Off Device
800-105ADD | Add-A-Valve | 1" | 947.04 | 6 |  | 7 | 662527292681 | Brass Ball Valve, Emergency Shut Off Device
800-106ADD | Add-A-Valve | 1-1/4" | 1498.913 |  |  | 12 | 662527292698 | Brass Ball Valve, Emergency Shut Off Device
800-107ADD | Add-A-Valve | 1-1/2" | 1866.828 |  |  | 16 | 662527292704 | Brass Ball Valve, Emergency Shut Off Device
200-701 | T-200CSS | 1/4" | 36.179 | 50 | 10 | 29 | 662527316936 | Bronze Ball Valve, 2 Piece, Full Port, Threaded Connection, Stainless Streel Trim, 600 CWP, 150 WSP
200-702 | T-200CSS | 3/8" | 36.179 | 50 | 10 | 27 | 662527316943 | Bronze Ball Valve, 2 Piece, Full Port, Threaded Connection, Stainless Streel Trim, 600 CWP, 150 WSP
200-703 | T-200CSS | 1/2" | 36.586 | 40 | 10 | 29 | 662527316950 | Bronze Ball Valve, 2 Piece, Full Port, Threaded Connection, Stainless Streel Trim, 600 CWP, 150 WSP
200-704 | T-200CSS | 3/4" | 53.381 | 27 | 3 | 32 | 662527316967 | Bronze Ball Valve, 2 Piece, Full Port, Threaded Connection, Stainless Streel Trim, 600 CWP, 150 WSP
200-705 | T-200CSS | 1" | 70.185 | 18 | 6 | 33 | 662527316974 | Bronze Ball Valve, 2 Piece, Full Port, Threaded Connection, Stainless Streel Trim, 600 CWP, 150 WSP
200-706 | T-200CSS | 1-1/4" | 133.726 | 12 | 2 | 29 | 662527316981 | Bronze Ball Valve, 2 Piece, Full Port, Threaded Connection, Stainless Streel Trim, 600 CWP, 150 WSP
200-707 | T-200CSS | 1-1/2" | 199.03 | 8 | 4 | 31 | 662527316998 | Bronze Ball Valve, 2 Piece, Full Port, Threaded Connection, Stainless Streel Trim, 600 CWP, 150 WSP
200-708 | T-200CSS | 2" | 287.453 | 4 | 1 | 24 | 662527317001 | Bronze Ball Valve, 2 Piece, Full Port, Threaded Connection, Stainless Streel Trim, 600 CWP, 150 WSP
200-803 | S-200CSS | 1/2" | 36.586 | 48 | 12 | 33 | 662527317018 | Bronze Ball Valve, 2 Piece, Full Port, Solder Connection, Stainless Streel Trim, 600 CWP, 150 WSP
200-804 | S-200CSS | 3/4" | 53.381 | 24 | 8 | 28 | 662527317025 | Bronze Ball Valve, 2 Piece, Full Port, Solder Connection, Stainless Streel Trim, 600 CWP, 150 WSP
200-805 | S-200CSS | 1" | 70.185 | 16 | 4 | 31 | 662527317032 | Bronze Ball Valve, 2 Piece, Full Port, Solder Connection, Stainless Streel Trim, 600 CWP, 150 WSP
200-806 | S-200CSS | 1-1/4" | 133.726 | 12 | 2 | 29 | 662527317049 | Bronze Ball Valve, 2 Piece, Full Port, Solder Connection, Stainless Streel Trim, 600 CWP, 150 WSP
200-807 | S-200CSS | 1-1/2" | 199.03 | 8 | 1 | 32 | 662527317056 | Bronze Ball Valve, 2 Piece, Full Port, Solder Connection, Stainless Streel Trim, 600 CWP, 150 WSP
200-808 | S-200CSS | 2" | 287.453 | 4 | 1 | 26 | 662527317063 | Bronze Ball Valve, 2 Piece, Full Port, Solder Connection, Stainless Streel Trim, 600 CWP, 150 WSP
200-701-LH | T-200CSS-LH | 1/4" | 51.673 | 50 | 10 | 29 | 662527317926 | Bronze Ball Valve, 2 Piece, Full Port, Threaded Connection, Stainless Steel Trim, Locking Handle, 600 CWP, 150 WSP
200-702-LH | T-200CSS-LH | 3/8" | 51.673 |  |  |  | 662527317933 | Bronze Ball Valve, 2 Piece, Full Port, Threaded Connection, Stainless Steel Trim, Locking Handle, 600 CWP, 150 WSP
200-703-LH | T-200CSS-LH | 1/2" | 52.08 |  |  |  | 662527317940 | Bronze Ball Valve, 2 Piece, Full Port, Threaded Connection, Stainless Steel Trim, Locking Handle, 600 CWP, 150 WSP
200-704-LH | T-200CSS-LH | 3/4" | 79.788 |  |  |  | 662527317957 | Bronze Ball Valve, 2 Piece, Full Port, Threaded Connection, Stainless Steel Trim, Locking Handle, 600 CWP, 150 WSP
200-705-LH | T-200CSS-LH | 1" | 96.591 |  |  |  | 662527317964 | Bronze Ball Valve, 2 Piece, Full Port, Threaded Connection, Stainless Steel Trim, Locking Handle, 600 CWP, 150 WSP
200-706-LH | T-200CSS-LH | 1-1/4" | 160.132 |  |  |  | 662527317971 | Bronze Ball Valve, 2 Piece, Full Port, Threaded Connection, Stainless Steel Trim, Locking Handle, 600 CWP, 150 WSP
200-707-LH | T-200CSS-LH | 1-1/2" | 240.243 |  |  |  | 662527317988 | Bronze Ball Valve, 2 Piece, Full Port, Threaded Connection, Stainless Steel Trim, Locking Handle, 600 CWP, 150 WSP
200-708-LH | T-200CSS-LH | 2" | 328.665 |  |  |  | 662527317995 | Bronze Ball Valve, 2 Piece, Full Port, Threaded Connection, Stainless Steel Trim, Locking Handle, 600 CWP, 150 WSP
200-803-LH | S-200CSS-LH | 1/2" | 52.08 |  |  |  | 662527318008 | Bronze Ball Valve, 2 Piece, Full Port, Solder Connection, Stainless Steel Trim, Locking Handle, 600 CWP, 150 WSP
200-804-LH | S-200CSS-LH | 3/4" | 79.788 |  |  |  | 662527318015 | Bronze Ball Valve, 2 Piece, Full Port, Solder Connection, Stainless Steel Trim, Locking Handle, 600 CWP, 150 WSP
200-805-LH | S-200CSS-LH | 1" | 96.591 |  |  |  | 662527318022 | Bronze Ball Valve, 2 Piece, Full Port, Solder Connection, Stainless Steel Trim, Locking Handle, 600 CWP, 150 WSP
200-806-LH | S-200CSS-LH | 1-1/4" | 160.132 |  |  |  | 662527318039 | Bronze Ball Valve, 2 Piece, Full Port, Solder Connection, Stainless Steel Trim, Locking Handle, 600 CWP, 150 WSP
200-807-LH | S-200CSS-LH | 1-1/2" | 240.243 |  |  |  | 662527318046 | Bronze Ball Valve, 2 Piece, Full Port, Solder Connection, Stainless Steel Trim, Locking Handle, 600 CWP, 150 WSP
200-808-LH | S-200CSS-LH | 2" | 328.665 |  |  |  | 662527318053 | Bronze Ball Valve, 2 Piece, Full Port, Solder Connection, Stainless Steel Trim, Locking Handle, 600 CWP, 150 WSP
200-703-IH | T-200CSS-IH | 1/2" | 90.378 |  |  |  | 662527327437 | Bronze Ball Valve, 2 Piece, Full Port, Threaded Connection, Stainless Steel Trim, Insulated Handle, 600 CWP, 150 WSP
200-704-IH | T-200CSS-IH | 3/4" | 111.517 |  |  |  | 662527327444 | Bronze Ball Valve, 2 Piece, Full Port, Threaded Connection, Stainless Steel Trim, Insulated Handle, 600 CWP, 150 WSP
200-705-IH | T-200CSS-IH | 1" | 128.321 |  |  |  | 662527327451 | Bronze Ball Valve, 2 Piece, Full Port, Threaded Connection, Stainless Steel Trim, Insulated Handle, 600 CWP, 150 WSP
200-706-IH | T-200CSS-IH | 1-1/4" | 192.864 |  |  |  | 662527327468 | Bronze Ball Valve, 2 Piece, Full Port, Threaded Connection, Stainless Steel Trim, Insulated Handle, 600 CWP, 150 WSP
200-707-IH | T-200CSS-IH | 1-1/2" | 266.542 |  |  |  | 662527327475 | Bronze Ball Valve, 2 Piece, Full Port, Threaded Connection, Stainless Steel Trim, Insulated Handle, 600 CWP, 150 WSP
200-708-IH | S-200CSS-IH | 2" | 354.965 |  |  |  | 662527327482 | Bronze Ball Valve, 2 Piece, Full Port, Threaded Connection, Stainless Steel Trim, Insulated Handle, 600 CWP, 150 WSP
200-803-IH | S-200CSS-IH | 1/2" | 90.378 |  |  |  | 662527327376 | Bronze Ball Valve, 2 Piece, Full Port, Solder Connection, Stainless Steel Trim, Insulated Handle, 600 CWP, 150 WSP
200-804-IH | S-200CSS-IH | 3/4" | 111.517 |  |  |  | 662527327383 | Bronze Ball Valve, 2 Piece, Full Port, Solder Connection, Stainless Steel Trim, Insulated Handle, 600 CWP, 150 WSP
200-805-IH | S-200CSS-IH | 1" | 128.321 |  |  |  | 662527327390 | Bronze Ball Valve, 2 Piece, Full Port, Solder Connection, Stainless Steel Trim, Insulated Handle, 600 CWP, 150 WSP
200-806-IH | S-200CSS-IH | 1-1/4" | 192.864 |  |  |  | 662527327406 | Bronze Ball Valve, 2 Piece, Full Port, Solder Connection, Stainless Steel Trim, Insulated Handle, 600 CWP, 150 WSP
200-807-IH | S-200CSS-IH | 1-1/2" | 266.542 |  |  |  | 662527327413 | Bronze Ball Valve, 2 Piece, Full Port, Solder Connection, Stainless Steel Trim, Insulated Handle, 600 CWP, 150 WSP
200-808-IH | S-200CSS-IH | 2" | 354.965 |  |  |  | 662527327420 | Bronze Ball Valve, 2 Piece, Full Port, Solder Connection, Stainless Steel Trim, Insulated Handle, 600 CWP, 150 WSP
200-701-EH | T-200CSS-EH | 1/4" | 62.542 |  |  |  | 662527327239 | Bronze Ball Valve, 2 Piece, Full Port, Threaded Connection, Stainless Steel Trim, Extended Handle, 600 CWP, 150 WSP
200-702-EH | T-200CSS-EH | 3/8" | 62.542 |  |  |  | 662527327246 | Bronze Ball Valve, 2 Piece, Full Port, Threaded Connection, Stainless Steel Trim, Extended Handle, 600 CWP, 150 WSP
200-703-EH | T-200CSS-EH | 1/2" | 62.949 |  |  |  | 662527327253 | Bronze Ball Valve, 2 Piece, Full Port, Threaded Connection, Stainless Steel Trim, Extended Handle, 600 CWP, 150 WSP
200-704-EH | T-200CSS-EH | 3/4" | 85.108 |  |  |  | 662527327260 | Bronze Ball Valve, 2 Piece, Full Port, Threaded Connection, Stainless Steel Trim, Extended Handle, 600 CWP, 150 WSP
200-705-EH | T-200CSS-EH | 1" | 101.911 |  |  |  | 662527327277 | Bronze Ball Valve, 2 Piece, Full Port, Threaded Connection, Stainless Steel Trim, Extended Handle, 600 CWP, 150 WSP
200-706-EH | T-200CSS-EH | 1-1/4" | 170.772 |  |  |  | 662527327284 | Bronze Ball Valve, 2 Piece, Full Port, Threaded Connection, Stainless Steel Trim, Extended Handle, 600 CWP, 150 WSP
200-707-EH | T-200CSS-EH | 1-1/2" | 252.58 |  |  |  | 662527327291 | Bronze Ball Valve, 2 Piece, Full Port, Threaded Connection, Stainless Steel Trim, Extended Handle, 600 CWP, 150 WSP
200-708-EH | S-200CSS-EH | 2" | 341.003 |  |  |  | 662527327307 | Bronze Ball Valve, 2 Piece, Full Port, Threaded Connection, Stainless Steel Trim, Extended Handle, 600 CWP, 150 WSP
200-803-EH | S-200CSS-EH | 1/2" | 62.949 |  |  |  | 662527327314 | Bronze Ball Valve, 2 Piece, Full Port, Solder Connection, Stainless Steel Trim, Extended Handle, 600 CWP, 150 WSP
200-804-EH | S-200CSS-EH | 3/4" | 85.108 |  |  |  | 662527327321 | Bronze Ball Valve, 2 Piece, Full Port, Solder Connection, Stainless Steel Trim, Extended Handle, 600 CWP, 150 WSP
200-805-EH | S-200CSS-EH | 1" | 101.911 |  |  |  | 662527327338 | Bronze Ball Valve, 2 Piece, Full Port, Solder Connection, Stainless Steel Trim, Extended Handle, 600 CWP, 150 WSP
200-806-EH | S-200CSS-EH | 1-1/4" | 170.772 |  |  |  | 662527327345 | Bronze Ball Valve, 2 Piece, Full Port, Solder Connection, Stainless Steel Trim, Extended Handle, 600 CWP, 150 WSP
200-807-EH | S-200CSS-EH | 1-1/2" | 252.58 |  |  |  | 662527327352 | Bronze Ball Valve, 2 Piece, Full Port, Solder Connection, Stainless Steel Trim, Extended Handle, 600 CWP, 150 WSP
200-808-EH | S-200CSS-EH | 2" | 629.956 |  |  |  | 662527327369 | Bronze Ball Valve, 2 Piece, Full Port, Solder Connection, Stainless Steel Trim, Extended Handle, 600 CWP, 150 WSP
500-703-LH | T-200SS-4B | 1/2" | 105.315 | 32 | 8 | 42 | 662527330406 | Bronze Ball Valve, 3 Piece 4 Bolt, Full Port, Threaded Connection, Stainless Steel Trim, Locking Handle, 600 CWP
500-704-LH | T-200SS-4B | 3/4" | 130.916 | 24 | 6 | 45 | 662527330413 | Bronze Ball Valve, 3 Piece 4 Bolt, Full Port, Threaded Connection, Stainless Steel Trim, Locking Handle, 600 CWP
500-705-LH | T-200SS-4B | 1" | 182.757 | 16 | 4 | 45 | 662527330420 | Bronze Ball Valve, 3 Piece 4 Bolt, Full Port, Threaded Connection, Stainless Steel Trim, Locking Handle, 600 CWP
500-706-LH | T-200SS-4B | 1-1/4" | 245.212 | 12 | 3 | 50 | 662527330437 | Bronze Ball Valve, 3 Piece 4 Bolt, Full Port, Threaded Connection, Stainless Steel Trim, Locking Handle, 600 CWP
500-707-LH | T-200SS-4B | 1-1/2" | 347.219 | 8 | 2 | 47 | 662527330444 | Bronze Ball Valve, 3 Piece 4 Bolt, Full Port, Threaded Connection, Stainless Steel Trim, Locking Handle, 600 CWP
500-708-LH | T-200SS-4B | 2" | 527.433 | 6 | 2 | 51 | 662527330451 | Bronze Ball Valve, 3 Piece 4 Bolt, Full Port, Threaded Connection, Stainless Steel Trim, Locking Handle, 600 CWP
500-713-LH | S-200SS-4B | 1/2" | 102.703 | 32 | 8 | 39 | 662527330468 | Bronze Ball Valve, 3 Piece 4 Bolt, Full Port, Solder Connection, Stainless Steel Trim, Locking Handle, 600 CWP
500-714-LH | S-200SS-4B | 3/4" | 127.227 | 24 | 6 | 43 | 662527330475 | Bronze Ball Valve, 3 Piece 4 Bolt, Full Port, Solder Connection, Stainless Steel Trim, Locking Handle, 600 CWP
500-715-LH | S-200SS-4B | 1" | 177.837 | 16 | 4 | 41 | 662527330482 | Bronze Ball Valve, 3 Piece 4 Bolt, Full Port, Solder Connection, Stainless Steel Trim, Locking Handle, 600 CWP
500-716-LH | S-200SS-4B | 1-1/4" | 240.411 | 12 | 3 | 50 | 662527330499 | Bronze Ball Valve, 3 Piece 4 Bolt, Full Port, Solder Connection, Stainless Steel Trim, Locking Handle, 600 CWP
500-717-LH | S-200SS-4B | 1-1/2" | 339.987 | 8 | 2 | 40 | 662527330505 | Bronze Ball Valve, 3 Piece 4 Bolt, Full Port, Solder Connection, Stainless Steel Trim, Locking Handle, 600 CWP
500-718-LH | S-200SS-4B | 2" | 522.443 | 6 | 2 | 50 | 662527330512 | Bronze Ball Valve, 3 Piece 4 Bolt, Full Port, Solder Connection, Stainless Steel Trim, Locking Handle, 600 CWP
100-701 | T-100NE | 1/4" | 21.342 | 120 | 12 | 43 | 662527290311 | Brass Ball Valve, 2 Piece, Full Port, Threaded Connection, 600 WOG
100-702 | T-100NE | 3/8" | 21.342 | 120 | 12 | 41 | 662527290908 | Brass Ball Valve, 2 Piece, Full Port, Threaded Connection, 600 WOG
100-703 | T-100NE | 1/2" | 21.342 | 60 | 10 | 55 | 662527290915 | Brass Ball Valve, 2 Piece, Full Port, Threaded Connection, 600 WOG
100-704 | T-100NE | 3/4" | 30.216 | 60 | 10 | 53 | 662527290922 | Brass Ball Valve, 2 Piece, Full Port, Threaded Connection, 600 WOG
100-704RAT | T-100NE | 3/4" | 30.216 | 60 | 10 | 52 | 662527290939 | Brass Ball Valve, 2 Piece, Full Port, Threaded Connection, 600 WOG
100-705 | T-100NE | 1" | 49.625 | 36 | 6 | 56 | 662527290946 | Brass Ball Valve, 2 Piece, Full Port, Threaded Connection, 600 WOG
100-706 | T-100NE | 1-1/4" | 88.033 | 24 | 4 | 56 | 662527290953 | Brass Ball Valve, 2 Piece, Full Port, Threaded Connection, 600 WOG
100-707 | T-100NE | 1-1/2" | 110.572 | 16 | 2 | 52 | 662527290960 | Brass Ball Valve, 2 Piece, Full Port, Threaded Connection, 600 WOG
100-708 | T-100NE | 2" | 160.545 | 12 | 2 | 61 | 662527290977 | Brass Ball Valve, 2 Piece, Full Port, Threaded Connection, 600 WOG
100-709 | T-100NE | 2-1/2" | 378.006 | 6 | 2 | 59 | 662527290984 | Brass Ball Valve, 2 Piece, Full Port, Threaded Connection, 600 WOG
100-710 | T-100NE | 3" | 557.304 | 4 | 2 | 57 | 662527290991 | Brass Ball Valve, 2 Piece, Full Port, Threaded Connection, 600 WOG
100-711 | T-100NE | 4" | 970.523 | 2 | 1 | 46 | 662527291004 | Brass Ball Valve, 2 Piece, Full Port, Threaded Connection, 600 WOG
100-803 | S-100NE | 1/2" | 19.178 | 120 | 12 | 52 | 662527291011 | Brass Ball Valve, 2 Piece, Full Port, Solder Connection, 600 WOG
100-804 | S-100NE | 3/4" | 27.06 | 72 | 12 | 55 | 662527291028 | Brass Ball Valve, 2 Piece, Full Port, Solder Connection, 600 WOG
100-805 | S-100NE | 1" | 42.168 | 36 | 6 | 47 | 662527291035 | Brass Ball Valve, 2 Piece, Full Port, Solder Connection, 600 WOG
100-806 | S-100NE | 1-1/4" | 77.974 | 24 | 4 | 46 | 662527291042 | Brass Ball Valve, 2 Piece, Full Port, Solder Connection, 600 WOG
100-807 | S-100NE | 1-1/2" | 97.937 | 16 | 2 | 46 | 662527291059 | Brass Ball Valve, 2 Piece, Full Port, Solder Connection, 600 WOG
100-808 | S-100NE | 2" | 137.413 | 12 | 2 | 52 | 662527291066 | Brass Ball Valve, 2 Piece, Full Port, Solder Connection, 600 WOG
100-809 | S-100NE | 2-1/2" | 390.886 | 6 | 2 | 51 | 662527291073 | Brass Ball Valve, 2 Piece, Full Port, Solder Connection, 600 WOG
100-810 | S-100NE | 3" | 541.965 | 4 | 2 | 51 | 662527291080 | Brass Ball Valve, 2 Piece, Full Port, Solder Connection, 600 WOG
100-701-LH | T-100NE-LH | 1/4" | 30.907 | 120 | 12 | 41 | 662527307033 | Brass Ball Valve, 2 Piece, Full Port, Threaded Connection, Locking Handle, 600 WOG
100-702-LH | T-100NE-LH | 3/8" | 30.907 | 120 | 12 | 40 | 662527307040 | Brass Ball Valve, 2 Piece, Full Port, Threaded Connection, Locking Handle, 600 WOG
100-703-LH | T-100NE-LH | 1/2" | 30.907 | 100 | 10 | 55 | 662527307057 | Brass Ball Valve, 2 Piece, Full Port, Threaded Connection, Locking Handle, 600 WOG
100-704-LH | T-100NE-LH | 3/4" | 41.798 | 60 | 10 | 52 | 662527307064 | Brass Ball Valve, 2 Piece, Full Port, Threaded Connection, Locking Handle, 600 WOG
100-705-LH | T-100NE-LH | 1" | 66.249 | 36 | 6 | 56 | 662527307071 | Brass Ball Valve, 2 Piece, Full Port, Threaded Connection, Locking Handle, 600 WOG
100-706-LH | T-100NE-LH | 1-1/4" | 104.656 | 24 | 4 | 57 | 662527307088 | Brass Ball Valve, 2 Piece, Full Port, Threaded Connection, Locking Handle, 600 WOG
100-707-LH | T-100NE-LH | 1-1/2" | 139.069 | 16 | 2 | 52 | 662527307095 | Brass Ball Valve, 2 Piece, Full Port, Threaded Connection, Locking Handle, 600 WOG
100-708-LH | T-100NE-LH | 2" | 189.043 | 12 | 2 | 62 | 662527307101 | Brass Ball Valve, 2 Piece, Full Port, Threaded Connection, Locking Handle, 600 WOG
100-703-IH | T-100NE-IH | 1/2" | 73.634 |  |  |  |  | Brass Ball Valve, 2 Piece, Full Port, Threaded Connection, Insulated Handle, 600 WOG
100-704-IH | T-100NE-IH | 3/4" | 86.852 |  |  |  |  | Brass Ball Valve, 2 Piece, Full Port, Threaded Connection, Insulated Handle, 600 WOG
100-705-IH | T-100NE-IH | 1" | 107.264 |  |  |  |  | Brass Ball Valve, 2 Piece, Full Port, Threaded Connection, Insulated Handle, 600 WOG
100-706-IH | T-100NE-IH | 1-1/4" | 145.671 |  |  |  |  | Brass Ball Valve, 2 Piece, Full Port, Threaded Connection, Insulated Handle, 600 WOG
100-707-IH | T-100NE-IH | 1-1/2" | 176.584 |  |  |  |  | Brass Ball Valve, 2 Piece, Full Port, Threaded Connection, Insulated Handle, 600 WOG
100-708-IH | T-100NE-IH | 2" | 226.558 |  |  |  |  | Brass Ball Valve, 2 Piece, Full Port, Threaded Connection, Insulated Handle, 600 WOG
100-701-OH | T-100NE-OH | 1/4" | 54.672 |  |  | 41 | 662527316356 | Brass Ball Valve, 2 Piece, Full Port, Threaded Connection, Oval Handle, 600 WOG
100-702-OH | T-100NE-OH | 3/8" | 54.672 |  |  | 40 | 662527316363 | Brass Ball Valve, 2 Piece, Full Port, Threaded Connection, Oval Handle, 600 WOG
100-703-OH | T-100NE-OH | 1/2" | 54.672 |  |  | 55 | 662527316370 | Brass Ball Valve, 2 Piece, Full Port, Threaded Connection, Oval Handle, 600 WOG
100-704-OH | T-100NE-OH | 3/4" | 71.91 |  |  | 52 | 662527316387 | Brass Ball Valve, 2 Piece, Full Port, Threaded Connection, Oval Handle, 600 WOG
100-705-OH | T-100NE-OH | 1" | 102.386 |  |  | 56 | 662527316394 | Brass Ball Valve, 2 Piece, Full Port, Threaded Connection, Oval Handle, 600 WOG
100-706-OH | T-100NE-OH | 1-1/4" | 140.793 |  |  | 57 | 662527316400 | Brass Ball Valve, 2 Piece, Full Port, Threaded Connection, Oval Handle, 600 WOG
100-707-OH | T-100NE-OH | 1-1/2" | 183.57 |  |  | 52 | 662527316417 | Brass Ball Valve, 2 Piece, Full Port, Threaded Connection, Oval Handle, 600 WOG
100-708-OH | T-100NE-OH | 2" | 233.543 |  |  | 62 | 662527316424 | Brass Ball Valve, 2 Piece, Full Port, Threaded Connection, Oval Handle, 600 WOG
100-501 | T-100SSE | 1/4" | 42.065 | 120 | 12 | 42 | 662527290625 | Brass Ball Valve, 2 Piece, Full Port, Threaded Connection, Stainless Steel Trim, 600 WOG
100-502 | T-100SSE | 3/8" | 42.065 | 120 | 12 | 40 | 662527290632 | Brass Ball Valve, 2 Piece, Full Port, Threaded Connection, Stainless Steel Trim, 600 WOG
100-503 | T-100SSE | 1/2" | 42.065 | 60 | 10 | 54 | 662527290649 | Brass Ball Valve, 2 Piece, Full Port, Threaded Connection, Stainless Steel Trim, 600 WOG
100-504 | T-100SSE | 3/4" | 56.31 | 60 | 10 | 52 | 662527290663 | Brass Ball Valve, 2 Piece, Full Port, Threaded Connection, Stainless Steel Trim, 600 WOG
100-505 | T-100SSE | 1" | 82.675 | 36 | 6 | 57 | 662527290670 | Brass Ball Valve, 2 Piece, Full Port, Threaded Connection, Stainless Steel Trim, 600 WOG
100-506 | T-100SSE | 1-1/4" | 123.722 | 24 | 4 | 58 | 662527290687 | Brass Ball Valve, 2 Piece, Full Port, Threaded Connection, Stainless Steel Trim, 600 WOG
100-507 | T-100SSE | 1-1/2" | 166.869 | 16 | 2 | 59 | 662527290694 | Brass Ball Valve, 2 Piece, Full Port, Threaded Connection, Stainless Steel Trim, 600 WOG
100-508 | T-100SSE | 2" | 230.946 | 12 | 2 | 70 | 662527290700 | Brass Ball Valve, 2 Piece, Full Port, Threaded Connection, Stainless Steel Trim, 600 WOG
100-509 | T-100SSE | 2-1/2" | 636.476 | 6 | 2 | 69 | 662527290717 | Brass Ball Valve, 2 Piece, Full Port, Threaded Connection, Stainless Steel Trim, 600 WOG
100-510 | T-100SSE | 3" | 900.11 | 4 | 2 | 70 | 662527290724 | Brass Ball Valve, 2 Piece, Full Port, Threaded Connection, Stainless Steel Trim, 600 WOG
100-533 | T-100SSS | 1/2" | 65.171 | 60 | 10 | 55 | 662527294951 | Brass Ball Valve, 2 Piece, Full Port, Threaded Connection with Steam Trim, Stainless Steel Trim, 600 WOG, 250 WSP
100-534 | T-100SSS | 3/4" | 105.794 | 60 | 6 | 52 | 662527294968 | Brass Ball Valve, 2 Piece, Full Port, Threaded Connection with Steam Trim, Stainless Steel Trim, 600 WOG, 250 WSP
100-535 | T-100SSS | 1" | 124.418 | 36 | 6 | 57 | 662527294975 | Brass Ball Valve, 2 Piece, Full Port, Threaded Connection with Steam Trim, Stainless Steel Trim, 600 WOG, 250 WSP
100-536 | T-100SSS | 1-1/4" | 171.931 | 24 | 4 | 58 | 662527294982 | Brass Ball Valve, 2 Piece, Full Port, Threaded Connection with Steam Trim, Stainless Steel Trim, 600 WOG, 250 WSP
100-537 | T-100SSS | 1-1/2" | 207.981 | 16 | 2 | 59 | 662527294999 | Brass Ball Valve, 2 Piece, Full Port, Threaded Connection with Steam Trim, Stainless Steel Trim, 600 WOG, 250 WSP
100-538 | T-100SSS | 2" | 346.219 | 12 | 2 | 71 | 662527295002 | Brass Ball Valve, 2 Piece, Full Port, Threaded Connection with Steam Trim, Stainless Steel Trim, 600 WOG, 250 WSP
100-601 | T-100FMN | 1/4" | 24.008 | 100 | 10 | 36 | 662527290816 | Brass Ball Valve, 2 Piece, Full Port, MIP x FIP Connection, 600 WOG
100-602 | T-100FMN | 3/8" | 24.008 | 100 | 10 | 36 | 662527290823 | Brass Ball Valve, 2 Piece, Full Port, MIP x FIP Connection, 600 WOG
100-603 | T-100FMN | 1/2" | 24.008 | 100 | 10 | 54 | 662527290830 | Brass Ball Valve, 2 Piece, Full Port, MIP x FIP Connection, 600 WOG
100-604 | T-100FMN | 3/4" | 33.977 | 60 | 10 | 53 | 662527290847 | Brass Ball Valve, 2 Piece, Full Port, MIP x FIP Connection, 600 WOG
100-605 | T-100FMN | 1" | 52.549 | 36 | 6 | 55 | 662527290854 | Brass Ball Valve, 2 Piece, Full Port, MIP x FIP Connection, 600 WOG
160-103 | T-100UE | 1/2" | 63.87 | 60 | 10 | 54 | 662527291608 | Brass Ball Valve, 2 Piece, Full Port, Threaded Connection with Side Tap, Single Union End, 600 WOG
160-104 | T-100UE | 3/4" | 76.08 | 36 | 6 | 48 | 662527291615 | Brass Ball Valve, 2 Piece, Full Port, Threaded Connection with Side Tap, Single Union End, 600 WOG
160-105 | T-100UE | 1" | 118.326 | 24 | 4 | 53 | 662527291622 | Brass Ball Valve, 2 Piece, Full Port, Threaded Connection with Side Tap, Single Union End, 600 WOG
160-106 | T-100UE | 1-1/4" | 213.919 | 16 | 2 | 59 | 662527291639 | Brass Ball Valve, 2 Piece, Full Port, Threaded Connection with Side Tap, Single Union End, 600 WOG
160-107 | T-100UE | 1-1/2" | 284.937 | 8 | 2 | 39 | 662527291646 | Brass Ball Valve, 2 Piece, Full Port, Threaded Connection with Side Tap, Single Union End, 600 WOG
160-108 | T-100UE | 2" | 427.619 | 8 | 2 | 59 | 662527291653 | Brass Ball Valve, 2 Piece, Full Port, Threaded Connection with Side Tap, Single Union End, 600 WOG
170-103 | T-100STN | 1/2" | 43.173 | 80 | 8 | 52 | 662527291738 | Brass Ball Valve, 2 Piece, Full Port, Threaded Connection with Side Tap, 600 WOG
170-104 | T-100STN | 3/4" | 55.666 | 60 | 10 | 58 | 662527291745 | Brass Ball Valve, 2 Piece, Full Port, Threaded Connection with Side Tap, 600 WOG
170-105 | T-100STN | 1" | 87.08 | 36 | 6 | 59 | 662527291752 | Brass Ball Valve, 2 Piece, Full Port, Threaded Connection with Side Tap, 600 WOG
170-106 | T-100STN | 1-1/4" | 152.496 | 24 | 4 | 63 | 662527291769 | Brass Ball Valve, 2 Piece, Full Port, Threaded Connection with Side Tap, 600 WOG
170-107 | T-100STN | 1-1/2" | 205.702 | 16 | 2 | 56 | 662527291776 | Brass Ball Valve, 2 Piece, Full Port, Threaded Connection with Side Tap, 600 WOG
170-108 | T-100STN | 2" | 286.444 | 12 | 2 | 64 | 662527291783 | Brass Ball Valve, 2 Piece, Full Port, Threaded Connection with Side Tap, 600 WOG
100-203 | JP-100 | 1/2" | 37.106 | 60 | 10 | 33 | 662527290328 | Brass Ball Valve, Full Port, Press Connection, 250 WOG
100-204 | JP-100 | 3/4" | 44.499 | 40 | 10 | 35 | 662527290335 | Brass Ball Valve, Full Port, Press Connection, 250 WOG
100-205 | JP-100 | 1" | 59.839 | 32 | 8 | 44 | 662527290342 | Brass Ball Valve, Full Port, Press Connection, 250 WOG
100-206 | JP-100 | 1-1/4” | 102.677 | 24 | 4 | 49 | 662527290359 | Brass Ball Valve, Full Port, Press Connection, 250 WOG
100-207 | JP-100 | 1-1/2” | 143.158 | 4 |  | 14 | 662527290366 | Brass Ball Valve, Full Port, Press Connection, 250 WOG
100-208 | JP-100 | 2” | 245.152 | 4 |  | 20 | 662527290373 | Brass Ball Valve, Full Port, Press Connection, 250 WOG
100-209XLC | JP-100 XLC | 2-1/2” | 449.257 | 2 |  | 18 | 662527290397 | Brass Ball Valve, Full Port, Press XLC Connection, 200 WOG
100-210XLC | JP-100 XLC | 3” | 954.694 | 2 |  | 28 | 662527290410 | Brass Ball Valve, Full Port, Press XLC Connection, 200 WOG
100-211XLC | JP-100 XLC | 4” | 1329.055 | 1 |  | 25 | 662527290434 | Brass Ball Valve, Full Port, Press XLC Connection, 200 WOG
160-503 | S-100-DUE | 1/2" | 57.083 | 48 | 12 | 35 | 662527291660 | Brass Ball Valve, 2 Piece, Full Port, Solder Connection, Double Union End, 400 WOG
160-504 | S-100-DUE | 3/4" | 78.167 | 48 | 8 | 57 | 662527291677 | Brass Ball Valve, 2 Piece, Full Port, Solder Connection, Double Union End, 400 WOG
160-505 | S-100-DUE | 1" | 109.774 | 24 | 4 | 52 | 662527291684 | Brass Ball Valve, 2 Piece, Full Port, Solder Connection, Double Union End, 400 WOG
160-506 | S-100-DUE | 1-1/4" | 143.621 | 16 | 4 | 50 | 662527291691 | Brass Ball Valve, 2 Piece, Full Port, Solder Connection, Double Union End, 400 WOG
160-507 | S-100-DUE | 1-1/2" | 213.545 | 12 | 2 | 49 | 662527291707 | Brass Ball Valve, 2 Piece, Full Port, Solder Connection, Double Union End, 400 WOG
160-508 | S-100-DUE | 2" | 326.577 | 4 | 2 | 25 | 662527291714 | Brass Ball Valve, 2 Piece, Full Port, Solder Connection, Double Union End, 400 WOG
100-295 | T-82-M | ¼" FIP x ¼" MIP | 16.319 | 350 | 35 | 58 | 662527290441 | Brass Ball Valve, Mini Valve, 2 Piece, Full Port, Threaded Connection, 600 WOG
100-297 | T-82-M | ⅛" FIP x ⅛" MIP | 16.319 | 200 | 50 | 39 | 662527290465 | Brass Ball Valve, Mini Valve, 2 Piece, Full Port, Threaded Connection, 600 WOG
100-298 | T-82-M | ¼" FIP x ⅛" MIP | 16.319 | 250 | 25 | 47 | 662527290472 | Brass Ball Valve, Mini Valve, 2 Piece, Full Port, Threaded Connection, 600 WOG
100-299 | T-82-M | ¼" FIP x ¼" MIP | 16.319 | 200 | 50 | 39 | 662527290489 | Brass Ball Valve, Mini Valve, 2 Piece, Full Port, Threaded Connection, 600 WOG
100-300 | T-82-M | ¼" FIP x ¼" FIP | 16.319 | 200 | 50 | 45 | 662527290496 | Brass Ball Valve, Mini Valve, 2 Piece, Full Port, Threaded Connection, 600 WOG
100-430 | T-84-M | 1/8" | 11.241 | 100 | 25 | 19 | 662527300621 | Brass Ball Valve, Mini Valve, 1 Piece, Standard Port, Threaded Connection, 450 WOG
100-431 | T-84-M | 1/4" | 11.683 | 100 | 25 | 19 | 662527300638 | Brass Ball Valve, Mini Valve, 1 Piece, Standard Port, Threaded Connection, 450 WOG
100-432 | T-84-M | 3/8" | 11.672 | 100 | 25 | 19 | 662527300645 | Brass Ball Valve, Mini Valve, 1 Piece, Standard Port, Threaded Connection, 450 WOG
100-433 | T-84-M | 1/2" | 15.156 | 100 | 25 | 31 | 662527300652 | Brass Ball Valve, Mini Valve, 1 Piece, Standard Port, Threaded Connection, 450 WOG
100-440 | T-84-M | 1/8" | 10.672 | 100 | 25 | 15 | 662527300669 | Brass Ball Valve, Mini Valve, 1 Piece, Standard Port, Threaded Connection, 450 WOG
100-441 | T-84-M | 1/4" | 11.115 | 100 | 25 | 15 | 662527300676 | Brass Ball Valve, Mini Valve, 1 Piece, Standard Port, Threaded Connection, 450 WOG
100-442 | T-84-M | 3/8" | 11.116 | 100 | 25 | 18 | 662527300683 | Brass Ball Valve, Mini Valve, 1 Piece, Standard Port, Threaded Connection, 450 WOG
100-443 | T-84-M | 1/2" | 14.714 | 100 | 25 | 29 | 662527300690 | Brass Ball Valve, Mini Valve, 1 Piece, Standard Port, Threaded Connection, 450 WOG
100-397 | T-83C | ⅛" FIP x ⅛" MIP | 12.096 | 250 | 25 | 40 | 662527290212 | Brass Ball Valve, Mini Valve, 2 Piece, Full Port, Threaded Connection, 600 WOG
100-398 | T-83C | ¼" FIP x ⅛" MIP | 12.096 | 200 | 20 | 40 | 662527290229 | Brass Ball Valve, Mini Valve, 2 Piece, Full Port, Threaded Connection, 600 WOG
100-399 | T-83C | ¼” FIP x ¼” MIP | 12.096 | 250 | 25 | 44 | 662527290236 | Brass Ball Valve, Mini Valve, 2 Piece, Full Port, Threaded Connection, 600 WOG
100-400 | T-83C | ¼” FIP x ¼” FIP | 12.096 | 200 | 20 | 33 | 662527290243 | Brass Ball Valve, Mini Valve, 2 Piece, Full Port, Threaded Connection, 600 WOG
100-397-TH | T-83C | ⅛" FIP x ⅛" MIP | 12.104 | 250 | 25 | 40 | 662527294142 | Brass Ball Valve, Mini Valve, 2 Piece, Full Port, Threaded Connection, T-Handle, 600 WOG
100-398-TH | T-83C | ¼" FIP x ⅛" MIP | 12.104 | 200 | 20 | 40 | 662527294159 | Brass Ball Valve, Mini Valve, 2 Piece, Full Port, Threaded Connection, T-Handle, 600 WOG
100-399-TH | T-83C | ¼” FIP x ¼” MIP | 12.104 | 250 | 25 | 40 | 662527294166 | Brass Ball Valve, Mini Valve, 2 Piece, Full Port, Threaded Connection, T-Handle, 600 WOG
100-400-TH | T-83C | ¼” FIP x ¼” FIP | 12.104 | 200 | 20 | 49 | 662527294173 | Brass Ball Valve, Mini Valve, 2 Piece, Full Port, Threaded Connection, T-Handle, 600 WOG
186-530 | PF-86-PF | 1/8" | 17.057 | 150 | 25 | 16 | 662527319104 | Brass Ball Valve, Mini Valve, 2 Piece, Push Fit x Push Fit Connection, 145 PSI
186-531 | PF-86-PF | 1/4" | 17.768 | 150 | 25 | 18 | 662527319111 | Brass Ball Valve, Mini Valve, 2 Piece, Push Fit x Push Fit Connection, 145 PSI
186-533 | PF-86-PF | 3/8" | 19.848 | 150 | 25 | 27 | 662527319128 | Brass Ball Valve, Mini Valve, 2 Piece, Push Fit x Push Fit Connection, 145 PSI
186-730 | PF-86-M | 1/8" x 5/32" | 12.71 | 150 | 25 | 16 | 662527319067 | Brass Ball Valve, Mini Valve, 2 Piece, MNPT x Push Fit Connection, 145 PSI
186-731 | PF-86-M | 1/8" x 1/4" | 12.988 | 150 | 25 | 17 | 662527319074 | Brass Ball Valve, Mini Valve, 2 Piece, MNPT x Push Fit Connection, 145 PSI
186-741 | PF-86-M | 1/4" x 1/4" | 13.194 | 150 | 25 | 18 | 662527319081 | Brass Ball Valve, Mini Valve, 2 Piece, MNPT x Push Fit Connection, 145 PSI
186-743 | PF-86-M | 3/8" x 3/8" | 16.429 | 150 | 25 | 23 | 662527319098 | Brass Ball Valve, Mini Valve, 2 Piece, MNPT x Push Fit Connection, 145 PSI
100-101 | JF-100T | 1/4" | 10.702 | 120 | 10 | 39 | 662527290014 | Brass Ball Valve, 2 Piece, Full Port, Threaded Connection, 600 WOG
100-102 | JF-100T | 3/8" | 10.689 | 120 | 10 | 40 | 662527290021 | Brass Ball Valve, 2 Piece, Full Port, Threaded Connection, 600 WOG
100-103 | JF-100T | 1/2" | 16.723 | 100 | 10 | 48 | 662527290038 | Brass Ball Valve, 2 Piece, Full Port, Threaded Connection, 600 WOG
100-104 | JF-100T | 3/4" | 26.949 | 80 | 10 | 63 | 662527290045 | Brass Ball Valve, 2 Piece, Full Port, Threaded Connection, 600 WOG
100-105 | JF-100T | 1" | 42.504 | 48 | 8 | 56 | 662527290052 | Brass Ball Valve, 2 Piece, Full Port, Threaded Connection, 600 WOG
100-106 | JF-100T | 1-1/4" | 70.248 | 36 | 4 | 67 | 662527290069 | Brass Ball Valve, 2 Piece, Full Port, Threaded Connection, 600 WOG
100-107 | JF-100T | 1-1/2" | 94.639 | 24 | 2 | 61 | 662527290076 | Brass Ball Valve, 2 Piece, Full Port, Threaded Connection, 600 WOG
100-108 | JF-100T | 2" | 144.312 | 12 | 3 | 44 | 662527290083 | Brass Ball Valve, 2 Piece, Full Port, Threaded Connection, 600 WOG
100-109 | JF-100T | 2-1/2” | 343.95 | 6 |  | 49 | 662527290090 | Brass Ball Valve, 2 Piece, Full Port, Threaded Connection, 600 WOG
100-110 | JF-100T | 3" | 515.46 | 6 |  | 66 | 662527290106 | Brass Ball Valve, 2 Piece, Full Port, Threaded Connection, 600 WOG
100-111 | JF-100T | 4" | 878.32 | 2 |  | 40 | 662527290113 | Brass Ball Valve, 2 Piece, Full Port, Threaded Connection, 600 WOG
100-101-TH | JF-100T | 1/4" | 12.244 | 120 | 10 | 40 | 662527306890 | Brass Ball Valve, 2 Piece, Full Port, Threaded Connection, T-Handle, 600 WOG
100-102-TH | JF-100T | 3/8" | 12.244 | 120 | 10 | 40 | 662527306906 | Brass Ball Valve, 2 Piece, Full Port, Threaded Connection, T-Handle, 600 WOG
100-103-TH | JF-100T | 1/2" | 18.092 | 100 | 10 | 50 | 662527300959 | Brass Ball Valve, 2 Piece, Full Port, Threaded Connection, T-Handle, 600 WOG
100-104-TH | JF-100T | 3/4" | 28.812 | 120 | 10 | 40 | 662527306913 | Brass Ball Valve, 2 Piece, Full Port, Threaded Connection, T-Handle, 600 WOG
100-105-TH | JF-100T | 1" | 44.204 | 48 | 8 | 58 | 662527300973 | Brass Ball Valve, 2 Piece, Full Port, Threaded Connection, T-Handle, 600 WOG
100-113 | JF-100S | 1/2" | 14.959 | 100 | 10 | 45 | 662527290120 | Brass Ball Valve, 2 Piece, Full Port, Solder Connection, 600 WOG
100-114 | JF-100S | 3/4" | 25.305 | 80 | 10 | 61 | 662527290137 | Brass Ball Valve, 2 Piece, Full Port, Solder Connection, 600 WOG
100-115 | JF-100S | 1" | 39.313 | 48 | 8 | 53 | 662527290144 | Brass Ball Valve, 2 Piece, Full Port, Solder Connection, 600 WOG
100-116 | JF-100S | 1-1/4" | 70.316 | 36 | 4 | 68 | 662527290151 | Brass Ball Valve, 2 Piece, Full Port, Solder Connection, 600 WOG
100-117 | JF-100S | 1-1/2" | 94.525 | 24 | 2 | 62 | 662527290168 | Brass Ball Valve, 2 Piece, Full Port, Solder Connection, 600 WOG
100-118 | JF-100S | 2" | 144.68 | 12 | 3 | 47 | 662527290175 | Brass Ball Valve, 2 Piece, Full Port, Solder Connection, 600 WOG
100-119 | JF-100S | 2-1/2” | 344.242 | 6 |  | 44 | 662527290182 | Brass Ball Valve, 2 Piece, Full Port, Solder Connection, 600 WOG
100-120 | JF-100S | 3" | 514.897 | 6 |  | 55 | 662527290199 | Brass Ball Valve, 2 Piece, Full Port, Solder Connection, 600 WOG
100-121 | JF-100S | 4" | 881.587 | 2 |  | 35 | 662527290205 | Brass Ball Valve, 2 Piece, Full Port, Solder Connection, 600 WOG
100-101-LH | JF-100T-LH | 1/4" | 12.826 | 120 | 10 | 40 | 662527294197 | Brass Ball Valve, 2 Piece, Full Port, Threaded Connection, Locking Handle, 600 WOG
100-102-LH | JF-100T-LH | 3/8" | 12.826 | 120 | 10 | 40 | 662527294210 | Brass Ball Valve, 2 Piece, Full Port, Threaded Connection, Locking Handle, 600 WOG
100-103-LH | JF-100T-LH | 1/2" | 19.162 | 100 | 10 | 52 | 662527294227 | Brass Ball Valve, 2 Piece, Full Port, Threaded Connection, Locking Handle, 600 WOG
100-104-LH | JF-100T-LH | 3/4" | 29.214 | 80 | 10 | 70 | 662527294234 | Brass Ball Valve, 2 Piece, Full Port, Threaded Connection, Locking Handle, 600 WOG
100-105-LH | JF-100T-LH | 1" | 45.844 | 48 | 8 | 61 | 662527294241 | Brass Ball Valve, 2 Piece, Full Port, Threaded Connection, Locking Handle, 600 WOG
100-106-LH | JF-100T-LH | 1-1/4" | 70.294 | 36 | 4 | 68 | 662527294258 | Brass Ball Valve, 2 Piece, Full Port, Threaded Connection, Locking Handle, 600 WOG
100-107-LH | JF-100T-LH | 1-1/2" | 100.061 | 24 | 2 | 61 | 662527294265 | Brass Ball Valve, 2 Piece, Full Port, Threaded Connection, Locking Handle, 600 WOG
100-108-LH | JF-100T-LH | 2" | 150.403 | 12 | 3 | 45 | 662527294203 | Brass Ball Valve, 2 Piece, Full Port, Threaded Connection, Locking Handle, 600 WOG
100-109-LH | JF-100T-LH | 2-1/2” | 350.009 | 6 |  | 49 | 662527298058 | Brass Ball Valve, 2 Piece, Full Port, Threaded Connection, Locking Handle, 600 WOG
100-110-LH | JF-100T-LH | 3" | 525.691 | 6 |  | 69 | 662527298065 | Brass Ball Valve, 2 Piece, Full Port, Threaded Connection, Locking Handle, 600 WOG
100-111-LH | JF-100T-LH | 4" | 925.222 | 2 |  | 40 | 662527304162 | Brass Ball Valve, 2 Piece, Full Port, Threaded Connection, Locking Handle, 600 WOG
100-113-LH | JF-100S-LH | 1/2" | 17.432 | 100 | 10 | 45 | 662527294272 | Brass Ball Valve, 2 Piece, Full Port, Solder Connection, Locking Handle, 600 WOG
100-114-LH | JF-100S-LH | 3/4" | 27.811 | 80 | 10 | 61 | 662527294289 | Brass Ball Valve, 2 Piece, Full Port, Solder Connection, Locking Handle, 600 WOG
100-115-LH | JF-100S-LH | 1" | 43.405 | 48 | 8 | 53 | 662527294296 | Brass Ball Valve, 2 Piece, Full Port, Solder Connection, Locking Handle, 600 WOG
100-116-LH | JF-100S-LH | 1-1/4" | 73.888 | 36 | 4 | 68 | 662527294302 | Brass Ball Valve, 2 Piece, Full Port, Solder Connection, Locking Handle, 600 WOG
100-117-LH | JF-100S-LH | 1-1/2" | 96.048 | 24 | 2 | 62 | 662527294319 | Brass Ball Valve, 2 Piece, Full Port, Solder Connection, Locking Handle, 600 WOG
100-118-LH | JF-100S-LH | 2" | 152.524 | 12 | 3 | 47 | 662527294326 | Brass Ball Valve, 2 Piece, Full Port, Solder Connection, Locking Handle, 600 WOG
100-119-LH | JF-100S-LH | 2-1/2” | 353.457 | 6 |  | 44 | 662527298041 | Brass Ball Valve, 2 Piece, Full Port, Solder Connection, Locking Handle, 600 WOG
100-120-LH | JF-100S-LH | 3" | 459.305 | 6 |  | 55 | 662527298034 | Brass Ball Valve, 2 Piece, Full Port, Solder Connection, Locking Handle, 600 WOG
100-121-LH | JF-100S-LH | 4" | 871.673 | 2 |  | 35 | 662527304179 | Brass Ball Valve, 2 Piece, Full Port, Solder Connection, Locking Handle, 600 WOG
100-131 | JF-100TFM | 1/4" | 11.913 | 120 | 10 | 60 | 662527292452 | Brass Ball Valve, 2 Piece, Full Port, MIP x FIP Connection, 600 WOG
100-132 | JF-100TFM | 3/8" | 11.913 | 120 | 10 | 60 | 662527292469 | Brass Ball Valve, 2 Piece, Full Port, MIP x FIP Connection, 600 WOG
100-133 | JF-100TFM | 1/2" | 18.741 | 100 | 10 | 50 | 662527292476 | Brass Ball Valve, 2 Piece, Full Port, MIP x FIP Connection, 600 WOG
100-134 | JF-100TFM | 3/4" | 28.753 | 80 | 10 | 60 | 662527292483 | Brass Ball Valve, 2 Piece, Full Port, MIP x FIP Connection, 600 WOG
100-135 | JF-100TFM | 1" | 45.006 | 48 | 8 | 58 | 662527292490 | Brass Ball Valve, 2 Piece, Full Port, MIP x FIP Connection, 600 WOG
100-131-TH | JF-100TFM | 1/4" | 12.755 | 120 | 10 | 60 | 662527292612 | Brass Ball Valve, 2 Piece, Full Port, MIP x FIP Connection, T-Handle, 600 WOG
100-132-TH | JF-100TFM | 3/8" | 13.195 | 120 | 10 | 60 | 662527299789 | Brass Ball Valve, 2 Piece, Full Port, MIP x FIP Connection, T-Handle, 600 WOG
100-133-TH | JF-100TFM | 1/2" | 19.885 | 100 | 10 | 50 | 662527292629 | Brass Ball Valve, 2 Piece, Full Port, MIP x FIP Connection, T-Handle, 600 WOG
100-134-TH | JF-100TFM | 3/4" | 30.32 | 80 | 10 | 60 | 662527292636 | Brass Ball Valve, 2 Piece, Full Port, MIP x FIP Connection, T-Handle, 600 WOG
100-135-TH | JF-100TFM | 1" | 47.701 | 48 | 8 | 58 | 662527299796 | Brass Ball Valve, 2 Piece, Full Port, MIP x FIP Connection, T-Handle, 600 WOG
100-106-20 | JF-100TS | 1-1/4" | 70.202 | 36 | 4 | 67 |  | Brass Ball Valve, 2 Piece, Full Port, SAE Threaded Connection, 600 WOG
100-107-24 | JF-100TS | 1-1/2" | 94.646 | 24 | 2 | 61 |  | Brass Ball Valve, 2 Piece, Full Port, SAE Threaded Connection, 600 WOG
500-803 | S-650-CE-4B | 1/2" | 432.016 |  | 1 | 2 | 662527293503 | Medical Gas Ball Valve, 3 Piece 4 Bolt, Copper Stub Connection, Oxygen Cleaned, 600 WOG
500-804 | S-650-CE-4B | 3/4" | 599.793 |  | 1 | 3 | 662527293510 | Medical Gas Ball Valve, 3 Piece 4 Bolt, Copper Stub Connection, Oxygen Cleaned, 600 WOG
500-805 | S-650-CE-4B | 1" | 804.918 |  | 1 | 4 | 662527293527 | Medical Gas Ball Valve, 3 Piece 4 Bolt, Copper Stub Connection, Oxygen Cleaned, 600 WOG
500-806 | S-650-CE-4B | 1-1/4" | 1000.526 |  | 1 | 5 | 662527293534 | Medical Gas Ball Valve, 3 Piece 4 Bolt, Copper Stub Connection, Oxygen Cleaned, 600 WOG
500-807 | S-650-CE-4B | 1-1/2" | 1476.005 |  | 1 | 7 | 662527293541 | Medical Gas Ball Valve, 3 Piece 4 Bolt, Copper Stub Connection, Oxygen Cleaned, 600 WOG
500-808 | S-650-CE-4B | 2" | 3212.638 |  | 1 | 17 | 662527293558 | Medical Gas Ball Valve, 3 Piece 4 Bolt, Copper Stub Connection, Oxygen Cleaned, 600 WOG
500-833 | S-675-DGP-4B | 1/2" | 489.298 |  | 1 | 2 | 662527295101 | Medical Gas Ball Valve, 3 Piece 4 Bolt, Copper Stub Connection, Double Gauge Port, Oxygen Cleaned, 600 WOG
500-834 | S-675-DGP-4B | 3/4" | 659.633 |  | 1 | 3 | 662527295118 | Medical Gas Ball Valve, 3 Piece 4 Bolt, Copper Stub Connection, Double Gauge Port, Oxygen Cleaned, 600 WOG
500-835 | S-675-DGP-4B | 1" | 908.158 |  | 1 | 4 | 662527295125 | Medical Gas Ball Valve, 3 Piece 4 Bolt, Copper Stub Connection, Double Gauge Port, Oxygen Cleaned, 600 WOG
500-836 | S-675-DGP-4B | 1-1/4" | 1161 |  | 1 | 5 | 662527295132 | Medical Gas Ball Valve, 3 Piece 4 Bolt, Copper Stub Connection, Double Gauge Port, Oxygen Cleaned, 600 WOG
500-837 | S-675-DGP-4B | 1-1/2" | 1600.954 |  | 1 | 7 | 662527295149 | Medical Gas Ball Valve, 3 Piece 4 Bolt, Copper Stub Connection, Double Gauge Port, Oxygen Cleaned, 600 WOG
500-838 | S-675-DGP-4B | 2" | 3333.592 |  | 1 | 13 | 662527295156 | Medical Gas Ball Valve, 3 Piece 4 Bolt, Copper Stub Connection, Double Gauge Port, Oxygen Cleaned, 600 WOG
500-833SS | S-675-DGP-4B-SS | 1/2" | 562.692 |  | 1 | 2 | 662527293503 | Medical Gas Ball Valve, 3 Piece 4 Bolt, Copper Stub Connection, Oxygen Cleaned, Stainless Steel Trim, 600 WOG
500-834SS | S-675-DGP-4B-SS | 3/4" | 758.579 |  | 1 | 3 | 662527293510 | Medical Gas Ball Valve, 3 Piece 4 Bolt, Copper Stub Connection, Oxygen Cleaned, Stainless Steel Trim, 600 WOG
500-835SS | S-675-DGP-4B-SS | 1" | 1044.382 |  | 1 | 4 | 662527293527 | Medical Gas Ball Valve, 3 Piece 4 Bolt, Copper Stub Connection, Oxygen Cleaned, Stainless Steel Trim, 600 WOG
500-836SS | S-675-DGP-4B-SS | 1-1/4" | 1335.15 |  | 1 | 5 | 662527293534 | Medical Gas Ball Valve, 3 Piece 4 Bolt, Copper Stub Connection, Oxygen Cleaned, Stainless Steel Trim, 600 WOG
500-837SS | S-675-DGP-4B-SS | 1-1/2" | 1841.097 |  | 1 | 7 | 662527293541 | Medical Gas Ball Valve, 3 Piece 4 Bolt, Copper Stub Connection, Oxygen Cleaned, Stainless Steel Trim, 600 WOG
500-838SS | S-675-DGP-4B-SS | 2" | 3833.631 |  | 1 | 17 | 662527293558 | Medical Gas Ball Valve, 3 Piece 4 Bolt, Copper Stub Connection, Oxygen Cleaned, Stainless Steel Trim, 600 WOG
899-563 | Medical Gas Ball Valve Repair Kit | 1/2" | 11.333 |  | 1 |  | 662527310408 | Medical Gas Ball Valves Repair Kit
899-564 | Medical Gas Ball Valve Repair Kit | 3/4" | 15.152 |  | 1 |  | 662527310415 | Medical Gas Ball Valves Repair Kit
899-565 | Medical Gas Ball Valve Repair Kit | 1" | 25.886 |  | 1 |  | 662527310422 | Medical Gas Ball Valves Repair Kit
899-566 | Medical Gas Ball Valve Repair Kit | 1-1/4" | 35.572 |  | 1 |  | 662527310439 | Medical Gas Ball Valves Repair Kit
899-567 | Medical Gas Ball Valve Repair Kit | 1-1/2" | 52.621 |  | 1 |  | 662527310446 | Medical Gas Ball Valves Repair Kit
899-568 | Medical Gas Ball Valve Repair Kit | 2" | 77.983 |  | 1 |  | 662527310453 | Medical Gas Ball Valves Repair Kit
101-401 | T-204 | 1/4" | 18.87 | 120 | 12 | 44 | 662527291219 | Gas Ball Valve, 2 Piece, 600 WOG
101-402 | T-204 | 3/8" | 19.97 | 120 | 12 | 40 | 662527291226 | Gas Ball Valve, 2 Piece, 600 WOG
101-403 | T-204 | 1/2" | 14.598 | 48 | 12 | 49 | 662527291233 | Gas Ball Valve, 2 Piece, 600 WOG
101-404 | T-204 | 3/4" | 24.229 | 48 | 12 | 56 | 662527291257 | Gas Ball Valve, 2 Piece, 600 WOG
101-411 | T-204 | 1/4" | 18.87 | 120 | 12 | 44 | 662527291271 | Gas Ball Valve, 2 Piece, Teardrop Handle, 600 WOG
101-412 | T-204 | 3/8" | 19.97 | 120 | 12 | 38 | 662527291288 | Gas Ball Valve, 2 Piece, Teardrop Handle, 600 WOG
101-413 | T-204 | 1/2" | 14.598 | 120 | 12 | 49 | 662527291295 | Gas Ball Valve, 2 Piece, Teardrop Handle, 600 WOG
101-414 | T-204 | 3/4" | 24.229 | 48 | 12 | 56 | 662527291318 | Gas Ball Valve, 2 Piece, Teardrop Handle, 600 WOG
101-404BRT | T-204 | 3/4” | 36.868 | 60 | 6 | 52 | 662527291264 | Gas Ball Valve, 2 Piece, 600 WOG
101-502 | T-204 | 3/8" x 1/2" | 19.628 | 140 | 14 | 56 | 662527291332 | Gas Ball Valve, 2 Piece, 600 WOG
101-503 | T-204 | 1/2" x 1/2" | 19.628 | 140 | 14 | 61 | 662527291349 | Gas Ball Valve, 2 Piece, 600 WOG
101-504 | T-204 | 5/8" x 3/4" | 27.995 | 80 | 8 | 51 | 662527292315 | Gas Ball Valve, 2 Piece, 600 WOG
101-512 | T-204 | 3/8" x 1/2" | 19.628 | 140 | 14 | 55 | 662527291356 | Gas Ball Valve, 2 Piece, Teardrop Handle, 600 WOG
101-513 | T-204 | 1/2" x 1/2" | 19.628 | 140 | 14 | 60 | 662527291363 | Gas Ball Valve, 2 Piece, Teardrop Handle, 600 WOG
101-601 | T-204 | 1/2" x 3/8" | 21.625 | 48 | 12 | 52 | 662527291370 | Gas Ball Valve, 2 Piece, 600 WOG
101-602 | T-204 | 3/8" x 3/8" | 19.628 | 120 | 12 | 48 | 662527291387 | Gas Ball Valve, 2 Piece, 600 WOG
101-603 | T-204 | 1/2" x 1/2" | 19.628 | 48 | 12 | 54 | 662527291394 | Gas Ball Valve, 2 Piece, 600 WOG
101-604 | T-204 | 5/8" x 5/8" | 28.766 | 80 | 8 | 51 | 662527291400 | Gas Ball Valve, 2 Piece, 600 WOG
101-612 | T-204 | 3/8" x 3/8" | 19.628 | 120 | 12 | 47 | 662527291417 | Gas Ball Valve, 2 Piece, Teardrop Handle, 600 WOG
101-613 | T-204 | 1/2" x 1/2" | 19.628 | 120 | 12 | 54 | 662527291424 | Gas Ball Valve, 2 Piece, Teardrop Handle, 600 WOG
101-614 | T-204 | 5/8" x 5/8" | 28.766 | 80 | 8 | 51 | 662527291431 | Gas Ball Valve, 2 Piece, Teardrop Handle, 600 WOG
101-702 | T-204 | 1/2" x 3/8" | 19.628 | 120 | 12 | 51 | 662527291448 | Gas Ball Valve, 2 Piece, 600 WOG
101-703 | T-204 | 1/2" x 1/2" | 19.628 | 120 | 12 | 52 | 662527291455 | Gas Ball Valve, 2 Piece, 600 WOG
101-712 | T-204 | 1/2" x 3/8" | 19.628 | 120 | 12 | 51 | 662527328687 | Gas Ball Valve, 2 Piece, Teardrop Handle, 600 WOG
101-713 | T-204 | 1/2" x 1/2" | 19.628 | 120 | 12 | 52 | 662527328694 | Gas Ball Valve, 2 Piece, Teardrop Handle, 600 WOG
101-513DU | T-204DU | 1/2" x 1/2" | 29.247 | 80 | 8 | 58 | 662527297433 | Gas Ball Valve, 2 Piece, Integrated Dielectric Union End, 600 WOG
101-403DU | T-204DU | 1/2" x 1/2" | 29.247 | 80 | 8 | 54 | 662527297648 | Gas Ball Valve, 2 Piece, Integrated Dielectric Union End, 600 WOG
101-404DU | T-204DU | 3/4" x 3/4" | 48.938 | 40 | 4 | 43 | 662527297655 | Gas Ball Valve, 2 Piece, Integrated Dielectric Union End, 600 WOG
101-703DU | T-204DU | 1/2" x 1/2" | 29.575 | 60 | 6 | 46 | 662527297778 | Gas Ball Valve, 2 Piece, Integrated Dielectric Union End, 600 WOG
101-704DU | T-204DU | 3/4" x 5/8" | 49.671 | 40 | 8 | 44 | 662527304209 | Gas Ball Valve, 2 Piece, Integrated Dielectric Union End, 600 WOG
101-803DU | T-204DU | 1/2" x 1/2" | 29.575 | 60 | 6 | 46 | 662527297761 | Gas Ball Valve, 2 Piece, Integrated Dielectric Union End, 600 WOG
101-804DU | T-204DU | 3/4" x 3/4" | 49.671 | 40 | 8 | 47 | 662527297754 | Gas Ball Valve, 2 Piece, Integrated Dielectric Union End, 600 WOG
102-301 | T-203 | 1/4" | 25.341 | 100 | 10 | 44 | 662527291462 | Gas Ball Valve, 2 Piece, Side Tap, 600 WOG
102-302 | T-203 | 3/8" | 25.341 | 100 | 10 | 40 | 662527291479 | Gas Ball Valve, 2 Piece, Side Tap, 600 WOG
102-303 | T-203 | 1/2" | 25.341 | 60 | 10 | 47 | 662527291486 | Gas Ball Valve, 2 Piece, Side Tap, 600 WOG
102-304 | T-203 | 3/4" | 32.179 | 48 | 12 | 61 | 662527291493 | Gas Ball Valve, 2 Piece, Side Tap, 600 WOG
102-402 | T-203 | 3/8" | 30.409 | 120 | 12 | 51 | 662527291509 | Gas Ball Valve, 2 Piece, Side Tap, 600 WOG
102-403 | T-203 | 1/2" | 30.409 | 48 | 12 | 57 | 662527291516 | Gas Ball Valve, 2 Piece, Side Tap, 600 WOG
102-404 | T-203 | 5/8" | 42.467 | 80 | 8 | 54 | 662527291523 | Gas Ball Valve, 2 Piece, Side Tap, 600 WOG
102-405 | T-203 | 1/2" | 37.677 | 100 | 10 | 50 | 662527291530 | Gas Ball Valve, 2 Piece, Side Tap, 600 WOG
102-403DU | T-203DU | 1/2” | 35.212 | 60 | 6 | 48 | 662527301581 | Gas Ball Valve, 2 Piece, Integrated Dielectric Union End, Side Tap, 600 WOG
102-313DU | T-203DU | 1/2” | 31.711 | 60 | 6 | 43 | 662527301567 | Gas Ball Valve, 2 Piece, Integrated Dielectric Union End, Side Tap, 600 WOG
102-314DU | T-203DU | 3/4” | 46.069 | 40 | 4 | 44 | 662527301574 | Gas Ball Valve, 2 Piece, Integrated Dielectric Union End, Side Tap, 600 WOG
102-413DU | T-203DU | 1/2” | 35.212 | 60 | 6 | 42 | 662527303790 | Gas Ball Valve, 2 Piece, Integrated Dielectric Union End, Side Tap, 600 WOG
102-513 | T-205 | 1/2" | 14.585 | 120 | 12 | 49 | 662527291578 | Gas Ball Valve, 2 Piece, Threaded Connection, 400 WOG
102-514 | T-205 | 3/4" | 20.399 | 100 | 10 | 58 | 662527291585 | Gas Ball Valve, 2 Piece, Threaded Connection, 400 WOG
102-503 | T-205 | 1/2" | 14.585 | 140 | 14 | 60 | 662527291547 | Gas Ball Valve, 2 Piece, Threaded Connection, 400 WOG
102-504 | T-205 | 3/4" | 20.399 | 100 | 10 | 59 | 662527291554 | Gas Ball Valve, 2 Piece, Threaded Connection, 400 WOG
102-505 | T-205 | 1" | 33.266 | 60 | 10 | 57 | 662527291561 | Gas Ball Valve, 2 Piece, Threaded Connection, 400 WOG
102-603 | T-2005C | 1/2" | 12.676 | 100 | 10 | 35 | 662527290250 | Gas Ball Valve, 2 Piece, Threaded Connection, 175 WOG
102-604 | T-2005C | 3/4" | 18.927 | 100 | 10 | 52 | 662527290267 | Gas Ball Valve, 2 Piece, Threaded Connection, 175 WOG
102-605 | T-2005C | 1" | 30.353 | 60 | 6 | 51 | 662527290274 | Gas Ball Valve, 2 Piece, Threaded Connection, 175 WOG
102-623 | T-2005C | 1/2" | 12.676 | 100 | 10 | 34 | 662527306371 | Gas Ball Valve, 2 Piece, Threaded Connection, 175 WOG
102-624 | T-2005C | 3/4" | 18.927 | 100 | 10 | 48 | 662527306388 | Gas Ball Valve, 2 Piece, Threaded Connection, 175 WOG
102-625 | T-2005C | 1" | 30.353 | 60 | 6 | 52 | 662527306395 | Gas Ball Valve, 2 Piece, Threaded Connection, 175 WOG
102-612 | T-2004C | 3/8" | 13.029 | 100 | 10 | 31 | 662527290281 | Gas Ball Valve, 2 Piece, Flare x Flare Connection, 175 WOG
102-613 | T-2004C | 1/2" | 14.633 | 100 | 10 | 38 | 662527290298 | Gas Ball Valve, 2 Piece, Flare x Flare Connection, 175 WOG
102-614 | T-2004C | 5/8" | 20.991 | 60 | 10 | 51 | 662527290304 | Gas Ball Valve, 2 Piece, Flare x Flare Connection, 175 WOG
102-633 | T-2004C | 1/2" | 13.934 | 100 | 10 | 38 | 662527306401 | Gas Ball Valve, 2 Piece, Flare x FIP Connection, 175 WOG
100-971 | T-CS-1001N-SS | 1/4" | 43.052 | 80 | 10 | 51 | 662527300317 | Carbon Steel Ball Valve, 2 Piece, Full Port, Threaded Connection, Stainless Steel Trim, 1000 WOG
100-972 | T-CS-1001N-SS | 3/8" | 43.052 | 80 | 10 | 50 | 662527300324 | Carbon Steel Ball Valve, 2 Piece, Full Port, Threaded Connection, Stainless Steel Trim, 1000 WOG
100-973 | T-CS-1001N-SS | 1/2" | 48.121 | 60 | 10 | 47 | 662527300331 | Carbon Steel Ball Valve, 2 Piece, Full Port, Threaded Connection, Stainless Steel Trim, 1000 WOG
100-974 | T-CS-1001N-SS | 3/4" | 69.578 | 30 | 10 | 47 | 662527300348 | Carbon Steel Ball Valve, 2 Piece, Full Port, Threaded Connection, Stainless Steel Trim, 1000 WOG
100-975 | T-CS-1001N-SS | 1" | 95.297 | 20 | 10 | 47 | 662527300355 | Carbon Steel Ball Valve, 2 Piece, Full Port, Threaded Connection, Stainless Steel Trim, 1000 WOG
100-976 | T-CS-1001N-SS | 1-1/4" | 143.114 | 16 | 4 | 58 | 662527300362 | Carbon Steel Ball Valve, 2 Piece, Full Port, Threaded Connection, Stainless Steel Trim, 1000 WOG
100-977 | T-CS-1001N-SS | 1-1/2" | 185.056 | 8 | 4 | 46 | 662527300379 | Carbon Steel Ball Valve, 2 Piece, Full Port, Threaded Connection, Stainless Steel Trim, 1000 WOG
100-978 | T-CS-1001N-SS | 2" | 265.467 | 6 | 2 | 52 | 662527300386 | Carbon Steel Ball Valve, 2 Piece, Full Port, Threaded Connection, Stainless Steel Trim, 1000 WOG
100-951 | T-CS-2000N-SS | 1/4" | 46.624 | 80 | 10 | 44 | 662527300393 | Carbon Steel Ball Valve, 2 Piece, Standard Port, Threaded Connection, Stainless Steel Trim, 2000 WOG
100-952 | T-CS-2000N-SS | 3/8" | 46.624 | 80 | 10 | 45 | 662527300409 | Carbon Steel Ball Valve, 2 Piece, Standard Port, Threaded Connection, Stainless Steel Trim, 2000 WOG
100-953 | T-CS-2000N-SS | 1/2" | 50.484 | 80 | 10 | 56 | 662527300416 | Carbon Steel Ball Valve, 2 Piece, Standard Port, Threaded Connection, Stainless Steel Trim, 2000 WOG
100-954 | T-CS-2000N-SS | 3/4" | 73.494 | 30 | 10 | 43 | 662527300423 | Carbon Steel Ball Valve, 2 Piece, Standard Port, Threaded Connection, Stainless Steel Trim, 2000 WOG
100-955 | T-CS-2000N-SS | 1" | 92.265 | 30 | 10 | 57 | 662527300430 | Carbon Steel Ball Valve, 2 Piece, Standard Port, Threaded Connection, Stainless Steel Trim, 2000 WOG
100-956 | T-CS-2000N-SS | 1-1/4" | 133.742 | 20 | 5 | 53 | 662527300447 | Carbon Steel Ball Valve, 2 Piece, Standard Port, Threaded Connection, Stainless Steel Trim, 2000 WOG
100-957 | T-CS-2000N-SS | 1-1/2" | 179.685 | 15 | 5 | 58 | 662527300454 | Carbon Steel Ball Valve, 2 Piece, Standard Port, Threaded Connection, Stainless Steel Trim, 2000 WOG
100-958 | T-CS-2000N-SS | 2" | 246.973 | 10 | 5 | 58 | 662527300461 | Carbon Steel Ball Valve, 2 Piece, Standard Port, Threaded Connection, Stainless Steel Trim, 2000 WOG
500-403 | T-CS-1000N-SS-4B | 1/2" | 67.604 |  | 10 |  | 662527302809 | Carbon Steel Ball Valve, 3 Piece 4 Bolt, Swing Out Body, Full Port, Threaded Connection, Stainless Steel Trim, 1000 WOG
500-404 | T-CS-1000N-SS-4B | 3/4" | 89.725 |  | 10 |  | 662527302816 | Carbon Steel Ball Valve, 3 Piece 4 Bolt, Swing Out Body, Full Port, Threaded Connection, Stainless Steel Trim, 1000 WOG
500-405 | T-CS-1000N-SS-4B | 1" | 119.909 |  | 8 |  | 662527302823 | Carbon Steel Ball Valve, 3 Piece 4 Bolt, Swing Out Body, Full Port, Threaded Connection, Stainless Steel Trim, 1000 WOG
500-406 | T-CS-1000N-SS-4B | 1-1/4" | 182.965 |  | 5 |  | 662527302830 | Carbon Steel Ball Valve, 3 Piece 4 Bolt, Swing Out Body, Full Port, Threaded Connection, Stainless Steel Trim, 1000 WOG
500-407 | T-CS-1000N-SS-4B | 1-1/2" | 239.887 |  | 5 |  | 662527302847 | Carbon Steel Ball Valve, 3 Piece 4 Bolt, Swing Out Body, Full Port, Threaded Connection, Stainless Steel Trim, 1000 WOG
500-408 | T-CS-1000N-SS-4B | 2" | 351.044 |  | 2 |  | 662527302854 | Carbon Steel Ball Valve, 3 Piece 4 Bolt, Swing Out Body, Full Port, Threaded Connection, Stainless Steel Trim, 1000 WOG
500-503 | S-CS-1000N-SS-4B | 1/2" | 67.604 |  | 10 |  | 662527302861 | Carbon Steel Ball Valve, 3 Piece 4 Bolt, Swing Out Body, Full Port, Socket Weld Connection, Stainless Steel Trim, 1000 WOG
500-504 | S-CS-1000N-SS-4B | 3/4" | 89.725 |  | 10 |  | 662527302878 | Carbon Steel Ball Valve, 3 Piece 4 Bolt, Swing Out Body, Full Port, Socket Weld Connection, Stainless Steel Trim, 1000 WOG
500-505 | S-CS-1000N-SS-4B | 1" | 119.909 |  | 8 |  | 662527302885 | Carbon Steel Ball Valve, 3 Piece 4 Bolt, Swing Out Body, Full Port, Socket Weld Connection, Stainless Steel Trim, 1000 WOG
500-506 | S-CS-1000N-SS-4B | 1-1/4" | 182.965 |  | 5 |  | 662527302892 | Carbon Steel Ball Valve, 3 Piece 4 Bolt, Swing Out Body, Full Port, Socket Weld Connection, Stainless Steel Trim, 1000 WOG
500-507 | S-CS-1000N-SS-4B | 1-1/2" | 239.887 |  | 5 |  | 662527302908 | Carbon Steel Ball Valve, 3 Piece 4 Bolt, Swing Out Body, Full Port, Socket Weld Connection, Stainless Steel Trim, 1000 WOG
500-508 | S-CS-1000N-SS-4B | 2" | 351.044 |  | 2 |  | 662527302915 | Carbon Steel Ball Valve, 3 Piece 4 Bolt, Swing Out Body, Full Port, Socket Weld Connection, Stainless Steel Trim, 1000 WOG
601-613 | T-CS-2001N-SS-4B | 1/2" | 103.265 |  | 10 |  | 662527303455 | Carbon Steel Ball Valve, 3 Piece 4 Bolt Enclosed, Standard Port, Threaded Connection, Stainless Steel Trim, 2000 WOG
601-614 | T-CS-2001N-SS-4B | 3/4" | 126.583 |  | 10 |  | 662527303462 | Carbon Steel Ball Valve, 3 Piece 4 Bolt Enclosed, Standard Port, Threaded Connection, Stainless Steel Trim, 2000 WOG
601-615 | T-CS-2001N-SS-4B | 1" | 175.973 |  | 8 |  | 662527303479 | Carbon Steel Ball Valve, 3 Piece 4 Bolt Enclosed, Standard Port, Threaded Connection, Stainless Steel Trim, 2000 WOG
601-616 | T-CS-2001N-SS-4B | 1-1/4" | 296.407 |  | 5 |  | 662527303486 | Carbon Steel Ball Valve, 3 Piece 4 Bolt Enclosed, Standard Port, Threaded Connection, Stainless Steel Trim, 2000 WOG
601-617 | T-CS-2001N-SS-4B | 1-1/2" | 318.7 |  | 5 |  | 662527303493 | Carbon Steel Ball Valve, 3 Piece 4 Bolt Enclosed, Standard Port, Threaded Connection, Stainless Steel Trim, 2000 WOG
601-618 | T-CS-2001N-SS-4B | 2" | 461.106 |  | 2 |  | 662527303509 | Carbon Steel Ball Valve, 3 Piece 4 Bolt Enclosed, Standard Port, Threaded Connection, Stainless Steel Trim, 2000 WOG
601-633 | S-CS-2001N-SS-4B | 1/2" | 103.265 |  | 10 |  | 662527303578 | Carbon Steel Ball Valve, 3 Piece 4 Bolt Enclosed, Standard Port, Socket Weld Connection, Stainless Steel Trim, 2000 WOG
601-634 | S-CS-2001N-SS-4B | 3/4" | 126.583 |  | 10 |  | 662527303820 | Carbon Steel Ball Valve, 3 Piece 4 Bolt Enclosed, Standard Port, Socket Weld Connection, Stainless Steel Trim, 2000 WOG
601-635 | S-CS-2001N-SS-4B | 1" | 175.973 |  | 8 |  | 662527303837 | Carbon Steel Ball Valve, 3 Piece 4 Bolt Enclosed, Standard Port, Socket Weld Connection, Stainless Steel Trim, 2000 WOG
601-636 | S-CS-2001N-SS-4B | 1-1/4" | 296.407 |  | 6 |  | 662527303585 | Carbon Steel Ball Valve, 3 Piece 4 Bolt Enclosed, Standard Port, Socket Weld Connection, Stainless Steel Trim, 2000 WOG
601-637 | S-CS-2001N-SS-4B | 1-1/2" | 318.7 |  | 5 |  | 662527303592 | Carbon Steel Ball Valve, 3 Piece 4 Bolt Enclosed, Standard Port, Socket Weld Connection, Stainless Steel Trim, 2000 WOG
601-638 | S-CS-2001N-SS-4B | 2" | 461.106 |  | 2 |  | 662527303608 | Carbon Steel Ball Valve, 3 Piece 4 Bolt Enclosed, Standard Port, Socket Weld Connection, Stainless Steel Trim, 2000 WOG
100-992 | T-CS-2002N-SS-DUE | 3/8” | 153.833 |  | 10 |  | 662527301338 | Carbon Steel Ball Valve, 5 Piece, Full Port, Threaded Connection, Double Union End, Stainless Steel Trim, 3000 WOG
100-993 | T-CS-2002N-SS-DUE | 1/2" | 153.833 |  | 10 |  | 662527301345 | Carbon Steel Ball Valve, 5 Piece, Full Port, Threaded Connection, Double Union End, Stainless Steel Trim, 3000 WOG
100-994 | T-CS-2002N-SS-DUE | 3/4" | 194.829 |  | 8 |  | 662527301352 | Carbon Steel Ball Valve, 5 Piece, Full Port, Threaded Connection, Double Union End, Stainless Steel Trim, 3000 WOG
100-995 | T-CS-2002N-SS-DUE | 1" | 244.589 |  | 8 |  | 662527301369 | Carbon Steel Ball Valve, 5 Piece, Full Port, Threaded Connection, Double Union End, Stainless Steel Trim, 3000 WOG
100-996 | T-CS-2002N-SS-DUE | 1-1/4" | 370.409 |  | 6 |  | 662527301376 | Carbon Steel Ball Valve, 5 Piece, Full Port, Threaded Connection, Double Union End, Stainless Steel Trim, 3000 WOG
100-997 | T-CS-2002N-SS-DUE | 1-1/2" | 481.911 |  | 4 |  | 662527301383 | Carbon Steel Ball Valve, 5 Piece, Full Port, Threaded Connection, Double Union End, Stainless Steel Trim, 3000 WOG
100-998 | T-CS-2002N-SS-DUE | 2" | 666.805 |  | 2 |  | 662527301390 | Carbon Steel Ball Valve, 5 Piece, Full Port, Threaded Connection, Double Union End, Stainless Steel Trim, 3000 WOG
101-992 | S-CS-2002N-SS-DUE | 3/8” | 153.833 |  | 10 |  | 662527301499 | Carbon Steel Ball Valve, 5 Piece, Full Port, Socket Weld Connection, Double Union End, Stainless Steel Trim, 3000 WOG
101-993 | S-CS-2002N-SS-DUE | 1/2" | 153.833 |  | 10 |  | 662527301505 | Carbon Steel Ball Valve, 5 Piece, Full Port, Socket Weld Connection, Double Union End, Stainless Steel Trim, 3000 WOG
101-994 | S-CS-2002N-SS-DUE | 3/4" | 194.829 |  | 8 |  | 662527301512 | Carbon Steel Ball Valve, 5 Piece, Full Port, Socket Weld Connection, Double Union End, Stainless Steel Trim, 3000 WOG
101-995 | S-CS-2002N-SS-DUE | 1" | 244.589 |  | 8 |  | 662527301529 | Carbon Steel Ball Valve, 5 Piece, Full Port, Socket Weld Connection, Double Union End, Stainless Steel Trim, 3000 WOG
101-996 | S-CS-2002N-SS-DUE | 1-1/4" | 370.409 |  | 6 |  | 662527301536 | Carbon Steel Ball Valve, 5 Piece, Full Port, Socket Weld Connection, Double Union End, Stainless Steel Trim, 3000 WOG
101-997 | S-CS-2002N-SS-DUE | 1-1/2" | 481.911 |  | 4 |  | 662527301543 | Carbon Steel Ball Valve, 5 Piece, Full Port, Socket Weld Connection, Double Union End, Stainless Steel Trim, 3000 WOG
101-998 | S-CS-2002N-SS-DUE | 2" | 666.805 |  | 2 |  | 662527301550 | Carbon Steel Ball Valve, 5 Piece, Full Port, Socket Weld Connection, Double Union End, Stainless Steel Trim, 3000 WOG
600-203 | FL-CS-100-150 | 1/2” | 185.194 |  | 2 |  | 662527303233 | Carbon Steel Ball Valve, 2 Piece, Full Port, Flanged Connection, Stainless Steel Trim, Class 150
600-204 | FL-CS-100-150 | 3/4” | 207.404 |  | 2 |  | 662527303240 | Carbon Steel Ball Valve, 2 Piece, Full Port, Flanged Connection, Stainless Steel Trim, Class 150
600-205 | FL-CS-100-150 | 1” | 264.938 |  | 2 |  | 662527303257 | Carbon Steel Ball Valve, 2 Piece, Full Port, Flanged Connection, Stainless Steel Trim, Class 150
600-207 | FL-CS-100-150 | 1-1/2” | 432.425 |  | 2 |  | 662527303264 | Carbon Steel Ball Valve, 2 Piece, Full Port, Flanged Connection, Stainless Steel Trim, Class 150
600-208 | FL-CS-100-150 | 2" | 567.663 |  | 2 |  | 662527303271 | Carbon Steel Ball Valve, 2 Piece, Full Port, Flanged Connection, Stainless Steel Trim, Class 150
600-209 | FL-CS-100-150 | 2-1/2” | 805.344 |  | 1 |  | 662527303288 | Carbon Steel Ball Valve, 2 Piece, Full Port, Flanged Connection, Stainless Steel Trim, Class 150
600-210 | FL-CS-100-150 | 3" | 1221.202 |  | 1 |  | 662527303295 | Carbon Steel Ball Valve, 2 Piece, Full Port, Flanged Connection, Stainless Steel Trim, Class 150
600-211 | FL-CS-100-150 | 4" | 1860.203 |  | 1 |  | 662527303301 | Carbon Steel Ball Valve, 2 Piece, Full Port, Flanged Connection, Stainless Steel Trim, Class 150
600-212 | FL-CS-100-150 | 6" | 3827.526 |  | 1 |  | 662527303318 | Carbon Steel Ball Valve, 2 Piece, Full Port, Flanged Connection, Stainless Steel Trim, Class 150
600-213 | FL-CS-100-150 | 8" | 8101.74 |  | 1 |  | 662527303325 | Carbon Steel Ball Valve, 2 Piece, Full Port, Flanged Connection, Stainless Steel Trim, Class 150
600-214 | FL-CS-100-150 | 10" | 16445 |  | 1 |  | 662527303332 | Carbon Steel Ball Valve, 2 Piece, Full Port, Flanged Connection, Stainless Steel Trim, Class 150
600-215 | FL-CS-100-150 | 12" | 25492.145 |  | 1 |  | 662527303349 | Carbon Steel Ball Valve, 2 Piece, Full Port, Flanged Connection, Stainless Steel Trim, Class 150
600-228 | FL-CS-100-300 | 2" | 748.206 |  | 1 |  | 662527303356 | Carbon Steel Ball Valve, 2 Piece, Full Port, Flanged Connection, Stainless Steel Trim, Class 300
600-230 | FL-CS-100-300 | 3" | 1536.307 |  | 1 |  | 662527303363 | Carbon Steel Ball Valve, 2 Piece, Full Port, Flanged Connection, Stainless Steel Trim, Class 300
600-231 | FL-CS-100-300 | 4" | 2548.566 |  | 1 |  | 662527303370 | Carbon Steel Ball Valve, 2 Piece, Full Port, Flanged Connection, Stainless Steel Trim, Class 300
600-232 | FL-CS-100-300 | 6" | 4564.97 |  |  |  | 662527303387 | Carbon Steel Ball Valve, 2 Piece, Full Port, Flanged Connection, Stainless Steel Trim, Class 300
600-233 | FL-CS-100-300 | 8" | 9047.474 |  |  |  | 662527303394 | Carbon Steel Ball Valve, 2 Piece, Full Port, Flanged Connection, Stainless Steel Trim, Class 300
100-961 | T-SS-1001N | 1/4" | 52.567 | 80 | 10 | 53 | 662527300232 | Stainless Steel Ball Valve, 2 Piece, Full Port, Threaded Connection, 1000 WOG
100-962 | T-SS-1001N | 3/8" | 52.567 | 80 | 10 | 50 | 662527300249 | Stainless Steel Ball Valve, 2 Piece, Full Port, Threaded Connection, 1000 WOG
100-963 | T-SS-1001N | 1/2" | 58.934 | 60 | 10 | 49 | 662527300256 | Stainless Steel Ball Valve, 2 Piece, Full Port, Threaded Connection, 1000 WOG
100-964 | T-SS-1001N | 3/4" | 83.628 | 30 | 10 | 47 | 662527300263 | Stainless Steel Ball Valve, 2 Piece, Full Port, Threaded Connection, 1000 WOG
100-965 | T-SS-1001N | 1" | 116.922 | 20 | 10 | 46 | 662527300270 | Stainless Steel Ball Valve, 2 Piece, Full Port, Threaded Connection, 1000 WOG
100-966 | T-SS-1001N | 1-1/4" | 177.593 | 16 | 4 | 58 | 662527300287 | Stainless Steel Ball Valve, 2 Piece, Full Port, Threaded Connection, 1000 WOG
100-967 | T-SS-1001N | 1-1/2" | 235.055 | 8 | 4 | 44 | 662527300294 | Stainless Steel Ball Valve, 2 Piece, Full Port, Threaded Connection, 1000 WOG
100-968 | T-SS-1001N | 2" | 328.45 | 6 | 2 | 49 | 662527300300 | Stainless Steel Ball Valve, 2 Piece, Full Port, Threaded Connection, 1000 WOG
100-931 | T-SS-2000N | 1/4" | 56.682 | 80 | 10 | 45 | 662527297891 | Stainless Steel Ball Valve, 2 Piece, Standard Port, Threaded Connection, 2000 WOG
100-932 | T-SS-2000N | 3/8" | 56.682 | 80 | 10 | 42 | 662527297907 | Stainless Steel Ball Valve, 2 Piece, Standard Port, Threaded Connection, 2000 WOG
100-933 | T-SS-2000N | 1/2" | 60.583 | 80 | 10 | 56 | 662527297914 | Stainless Steel Ball Valve, 2 Piece, Standard Port, Threaded Connection, 2000 WOG
100-934 | T-SS-2000N | 3/4" | 90.356 | 30 | 10 | 43 | 662527297921 | Stainless Steel Ball Valve, 2 Piece, Standard Port, Threaded Connection, 2000 WOG
100-935 | T-SS-2000N | 1" | 113.688 | 30 | 10 | 58 | 662527297938 | Stainless Steel Ball Valve, 2 Piece, Standard Port, Threaded Connection, 2000 WOG
100-936 | T-SS-2000N | 1-1/4" | 171.281 | 20 | 5 | 53 | 662527297945 | Stainless Steel Ball Valve, 2 Piece, Standard Port, Threaded Connection, 2000 WOG
100-937 | T-SS-2000N | 1-1/2" | 233.181 | 15 | 5 | 58 | 662527297952 | Stainless Steel Ball Valve, 2 Piece, Standard Port, Threaded Connection, 2000 WOG
100-938 | T-SS-2000N | 2" | 318.455 | 10 | 5 | 58 | 662527297969 | Stainless Steel Ball Valve, 2 Piece, Standard Port, Threaded Connection, 2000 WOG
101-941 | T-SS-2000N-FP | 1/4" | 58.301 | 36 | 25 |  | 662527316622 | Stainless Steel Ball Valve, 2 Piece, Full Port, Threaded Connection, 2000 WOG
101-942 | T-SS-2000N-FP | 3/8" | 58.301 | 36 | 23 |  | 662527316639 | Stainless Steel Ball Valve, 2 Piece, Full Port, Threaded Connection, 2000 WOG
101-943 | T-SS-2000N-FP | 1/2" | 62.313 | 70 | 55 |  | 662527316646 | Stainless Steel Ball Valve, 2 Piece, Full Port, Threaded Connection, 2000 WOG
101-944 | T-SS-2000N-FP | 3/4" | 92.938 | 40 | 51 |  | 662527316653 | Stainless Steel Ball Valve, 2 Piece, Full Port, Threaded Connection, 2000 WOG
101-945 | T-SS-2000N-FP | 1" | 116.936 | 25 | 49 |  | 662527316660 | Stainless Steel Ball Valve, 2 Piece, Full Port, Threaded Connection, 2000 WOG
101-946 | T-SS-2000N-FP | 1-1/4" | 176.175 | 18 | 53 |  | 662527316677 | Stainless Steel Ball Valve, 2 Piece, Full Port, Threaded Connection, 2000 WOG
101-947 | T-SS-2000N-FP | 1-1/2" | 260.94 | 10 | 47 |  | 662527316684 | Stainless Steel Ball Valve, 2 Piece, Full Port, Threaded Connection, 2000 WOG
101-948 | T-SS-2000N-FP | 2" | 373.047 | 7 | 51 |  | 662527316691 | Stainless Steel Ball Valve, 2 Piece, Full Port, Threaded Connection, 2000 WOG
101-949 | T-SS-2000N-FP | 2-1/2" | 1116.365 | 3 | 41 |  | 662527316707 | Stainless Steel Ball Valve, 2 Piece, Full Port, Threaded Connection, 2000 WOG
101-950 | T-SS-2000N-FP | 3" | 1634.365 | 1 | 23 |  | 662527316714 | Stainless Steel Ball Valve, 2 Piece, Full Port, Threaded Connection, 2000 WOG
101-951 | T-SS-2000N-FP | 4" | 1961.238 | 1 | 47 |  | 662527316721 | Stainless Steel Ball Valve, 2 Piece, Full Port, Threaded Connection, 2000 WOG
101-931 | T-SS-2000N-MF | 1/4" | 76.202 | 80 | 10 | 44 | 662527304230 | Stainless Steel Ball Valve, 2 Piece, Standard Port, MIP x FIP Connection, 2000 WOG
101-933 | T-SS-2000N-MF | 1/2" | 89.809 | 80 | 10 | 56 | 662527300546 | Stainless Steel Ball Valve, 2 Piece, Standard Port, MIP x FIP Connection, 2000 WOG
101-934 | T-SS-2000N-MF | 3/4" | 125.567 | 30 | 10 | 43 | 662527304988 | Stainless Steel Ball Valve, 2 Piece, Standard Port, MIP x FIP Connection, 2000 WOG
101-935 | T-SS-2000N-MF | 1" | 162.46 | 30 | 10 | 57 | 662527304995 | Stainless Steel Ball Valve, 2 Piece, Standard Port, MIP x FIP Connection, 2000 WOG
100-931-DH | T-SS-2000N-DH | 1/4" | 234.463 | 10 |  | 13 | 662527297846 | Stainless Steel Ball Valve, 2 Piece, Standard Port, Threaded Connection, Spring Return Handle, 2000 WOG
100-932-DH | T-SS-2000N-DH | 3/8" | 234.463 | 10 |  | 13 | 662527297853 | Stainless Steel Ball Valve, 2 Piece, Standard Port, Threaded Connection, Spring Return Handle, 2000 WOG
100-933-DH | T-SS-2000N-DH | 1/2" | 239.452 | 10 |  | 14 | 662527297860 | Stainless Steel Ball Valve, 2 Piece, Standard Port, Threaded Connection, Spring Return Handle, 2000 WOG
100-934-DH | T-SS-2000N-DH | 3/4" | 307.46 | 8 |  | 17 | 662527297877 | Stainless Steel Ball Valve, 2 Piece, Standard Port, Threaded Connection, Spring Return Handle, 2000 WOG
100-935-DH | T-SS-2000N-DH | 1" | 352.866 | 8 |  | 22 | 662527297884 | Stainless Steel Ball Valve, 2 Piece, Standard Port, Threaded Connection, Spring Return Handle, 2000 WOG
100-936-DH | T-SS-2000N-DH | 1-1/4" | 581.804 | 1 |  | 3 | 662527300188 | Stainless Steel Ball Valve, 2 Piece, Standard Port, Threaded Connection, Spring Return Handle, 2000 WOG
100-937-DH | T-SS-2000N-DH | 1-1/2" | 825.456 | 1 |  | 4 | 662527300195 | Stainless Steel Ball Valve, 2 Piece, Standard Port, Threaded Connection, Spring Return Handle, 2000 WOG
100-938-DH | T-SS-2000N-DH | 2" | 1134.634 | 1 |  | 5 | 662527300201 | Stainless Steel Ball Valve, 2 Piece, Standard Port, Threaded Connection, Spring Return Handle, 2000 WOG
500-203 | T-SS-1050N-3L | 1/2" | 377.337 | 10 | 50 | 64 | 662527315182 | Stainless Steel Ball Valve, 2 Piece, Reduced Port, 3-Way Dispenser, Threaded Connection, 1000 WOG
500-204 | T-SS-1050N-3L | 3/4" | 480.273 | 10 | 50 | 82 | 662527315199 | Stainless Steel Ball Valve, 2 Piece, Reduced Port, 3-Way Dispenser, Threaded Connection, 1000 WOG
500-205 | T-SS-1050N-3L | 1" | 589.69 | 6 | 30 | 73 | 662527315205 | Stainless Steel Ball Valve, 2 Piece, Reduced Port, 3-Way Dispenser, Threaded Connection, 1000 WOG
100-903 | T-SS-900N | 1/2" | 64.843 | 50 | 5 | 21 | 662527305398 | Stainless Steel Ball Valve, 2 Piece, Full Port, Threaded Connection, Stainless Steel Trim, 1000 WOG
100-904 | T-SS-900N | 3/4" | 84.651 | 40 | 4 | 24 | 662527305404 | Stainless Steel Ball Valve, 2 Piece, Full Port, Threaded Connection, Stainless Steel Trim, 1000 WOG
100-905 | T-SS-900N | 1" | 121.704 | 24 | 2 | 22 | 662527305411 | Stainless Steel Ball Valve, 2 Piece, Full Port, Threaded Connection, Stainless Steel Trim, 1000 WOG
100-906 | T-SS-900N | 1-1/4" | 179.552 | 24 | 2 | 31 | 662527305367 | Stainless Steel Ball Valve, 2 Piece, Full Port, Threaded Connection, Stainless Steel Trim, 1000 WOG
100-907 | T-SS-900N | 1-1/2" | 232.702 | 12 | 2 | 24 | 662527305428 | Stainless Steel Ball Valve, 2 Piece, Full Port, Threaded Connection, Stainless Steel Trim, 1000 WOG
100-908 | T-SS-900N | 2" | 317.491 | 12 | 2 | 38 | 662527305435 | Stainless Steel Ball Valve, 2 Piece, Full Port, Threaded Connection, Stainless Steel Trim, 1000 WOG
500-301 | T-SS-1000N-4B | 1/4" | 70.073 |  | 10 |  | 662527302496 | Stainless Steel Ball Valve, 3 Piece 4 Bolt, Swing Out Body, Full Port, Threaded Connection, Stainless Steel Trim, 1000 WOG
500-302 | T-SS-1000N-4B | 3/8" | 70.073 |  | 10 |  | 662527302519 | Stainless Steel Ball Valve, 3 Piece 4 Bolt, Swing Out Body, Full Port, Threaded Connection, Stainless Steel Trim, 1000 WOG
500-303 | T-SS-1000N-4B | 1/2" | 83.975 |  | 10 |  | 662527302533 | Stainless Steel Ball Valve, 3 Piece 4 Bolt, Swing Out Body, Full Port, Threaded Connection, Stainless Steel Trim, 1000 WOG
500-304 | T-SS-1000N-4B | 3/4" | 110.235 |  | 10 |  | 662527302557 | Stainless Steel Ball Valve, 3 Piece 4 Bolt, Swing Out Body, Full Port, Threaded Connection, Stainless Steel Trim, 1000 WOG
500-305 | T-SS-1000N-4B | 1" | 148.291 |  | 8 |  | 662527302571 | Stainless Steel Ball Valve, 3 Piece 4 Bolt, Swing Out Body, Full Port, Threaded Connection, Stainless Steel Trim, 1000 WOG
500-306 | T-SS-1000N-4B | 1-1/4" | 231.845 | 5 |  | 23 | 662527302595 | Stainless Steel Ball Valve, 3 Piece 4 Bolt, Swing Out Body, Full Port, Threaded Connection, Stainless Steel Trim, 1000 WOG
500-307 | T-SS-1000N-4B | 1-1/2" | 304.727 |  | 5 |  | 662527302618 | Stainless Steel Ball Valve, 3 Piece 4 Bolt, Swing Out Body, Full Port, Threaded Connection, Stainless Steel Trim, 1000 WOG
500-308 | T-SS-1000N-4B | 2" | 447.33 |  | 2 |  | 662527302632 | Stainless Steel Ball Valve, 3 Piece 4 Bolt, Swing Out Body, Full Port, Threaded Connection, Stainless Steel Trim, 1000 WOG
500-310 | T-SS-1000N-4B | 3" | 1228.877 | 2 |  | 58 | 662527302656 | Stainless Steel Ball Valve, 3 Piece 4 Bolt, Swing Out Body, Full Port, Threaded Connection, Stainless Steel Trim, 1000 WOG
500-311 | T-SS-1000N-4B | 4" | 2015.409 |  |  |  | 662527302670 | Stainless Steel Ball Valve, 3 Piece 4 Bolt, Swing Out Body, Full Port, Threaded Connection, Stainless Steel Trim, 1000 WOG
500-358 | T-SS-1000N-4B NPT x Square Flange | 2" | 584.863 |  | 2 |  | 662527308504 | Stainless Steel Ball Valve, 3 Piece 4 Bolt, Swing Out Body, Full Port, Threaded x Square Flange Connection, Stainless Steel Trim, 1000 WOG
500-368 | T-SS-1000N-4B Square Flange Connection w/2 Side Taps | 2" | 802.18 |  | 2 |  | 662527308528 | Stainless Steel Ball Valve, 3 Piece 4 Bolt, Swing Out Body, Full Port, Square Flange Connection, 2 Side Taps, Stainless Steel Trim, 1000 WOG
501-308 | T-SS-1000N-4B NPT w/Side Tap & Port Tap | 2" | 573.708 |  | 2 |  | 662527307026 | Stainless Steel Ball Valve, 3 Piece 4 Bolt, Swing Out Body, Full Port, Threaded Connection, Side Tap, Port Tap, Stainless Steel Trim, 1000 WOG
501-356 | T-SS-1000N-4B NPT x Square Flange w/Side Tap | 1-1/4" | 404.26 |  |  |  | 662527330574 | Stainless Steel Ball Valve, 3 Piece 4 Bolt, Swing Out Body, Full Port, Threaded x Square Flange Connection, Side Tap, Stainless Steel Trim, 1000 WOG
501-358 | T-SS-1000N-4B NPT x Square Flange w/Side Tap & Port Tap | 2" | 745.791 |  | 2 |  | 662527308511 | Stainless Steel Ball Valve, 3 Piece 4 Bolt, Swing Out Body, Full Port, Threaded x Square Flange Connection, Side Tap, Port Tap, Stainless Steel Trim, 1000 WOG
500-343 | S-SS-1000N-4B | 1/2" | 83.975 |  | 10 |  | 662527302700 | Stainless Steel Ball Valve, 3 Piece 4 Bolt, Swing Out Body, Full Port, Socket Weld Connection, Stainless Steel Trim, 1000 WOG
500-344 | S-SS-1000N-4B | 3/4" | 110.235 |  | 10 |  | 662527302717 | Stainless Steel Ball Valve, 3 Piece 4 Bolt, Swing Out Body, Full Port, Socket Weld Connection, Stainless Steel Trim, 1000 WOG
500-345 | S-SS-1000N-4B | 1" | 148.291 |  | 8 |  | 662527302724 | Stainless Steel Ball Valve, 3 Piece 4 Bolt, Swing Out Body, Full Port, Socket Weld Connection, Stainless Steel Trim, 1000 WOG
500-346 | S-SS-1000N-4B | 1-1/4" | 231.845 |  | 5 |  | 662527302731 | Stainless Steel Ball Valve, 3 Piece 4 Bolt, Swing Out Body, Full Port, Socket Weld Connection, Stainless Steel Trim, 1000 WOG
500-347 | S-SS-1000N-4B | 1-1/2" | 304.727 |  | 5 |  | 662527302748 | Stainless Steel Ball Valve, 3 Piece 4 Bolt, Swing Out Body, Full Port, Socket Weld Connection, Stainless Steel Trim, 1000 WOG
500-348 | S-SS-1000N-4B | 2" | 447.33 |  | 2 |  | 662527302755 | Stainless Steel Ball Valve, 3 Piece 4 Bolt, Swing Out Body, Full Port, Socket Weld Connection, Stainless Steel Trim, 1000 WOG
500-350 | S-SS-1000N-4B | 3" | 1228.877 |  | 2 |  | 662527302762 | Stainless Steel Ball Valve, 3 Piece 4 Bolt, Swing Out Body, Full Port, Socket Weld Connection, Stainless Steel Trim, 1000 WOG
500-351 | S-SS-1000N-4B | 4" | 2015.409 |  |  |  | 662527302779 | Stainless Steel Ball Valve, 3 Piece 4 Bolt, Swing Out Body, Full Port, Socket Weld Connection, Stainless Steel Trim, 1000 WOG
511-308 | S-SS-1000N-4B SWT w/Side Tap & Port Tap | 2" | 573.708 |  | 2 |  | 662527309785 | Stainless Steel Ball Valve, 3 Piece 4 Bolt, Swing Out Body, Full Port, Socket Weld Connection, Side Tap, Port Tap, Stainless Steel Trim, 1000 WOG
500-376 | TS-SS-1000N-4B | 1-1/4" | 231.845 |  | 5 | 24 | 662527314048 | Stainless Steel Ball Valve, 3 Piece 4 Bolt, Swing Out Body, Full Port, Threaded x Socket Weld Connection, Stainless Steel Trim, 1000 WOG
500-378 | TS-SS-1000N-4B | 2" | 447.33 |  | 2 | 21 | 662527314062 | Stainless Steel Ball Valve, 3 Piece 4 Bolt, Swing Out Body, Full Port, Threaded x Socket Weld Connection, Stainless Steel Trim, 1000 WOG
601-603 | T-SS-2001N-4B | 1/2" | 126.1 |  | 10 |  | 662527303806 | Stainless Steel Ball Valve, 3 Piece 4 Bolt Enclosed, Standard Port, Threaded Connection, Stainless Steel Trim, 2000 WOG
601-604 | T-SS-2001N-4B | 3/4" | 149.662 |  | 10 |  | 662527303417 | Stainless Steel Ball Valve, 3 Piece 4 Bolt Enclosed, Standard Port, Threaded Connection, Stainless Steel Trim, 2000 WOG
601-605 | T-SS-2001N-4B | 1" | 236.012 |  | 8 |  | 662527303424 | Stainless Steel Ball Valve, 3 Piece 4 Bolt Enclosed, Standard Port, Threaded Connection, Stainless Steel Trim, 2000 WOG
601-606 | T-SS-2001N-4B | 1-1/4" | 384.173 |  | 6 |  | 662527303431 | Stainless Steel Ball Valve, 3 Piece 4 Bolt Enclosed, Standard Port, Threaded Connection, Stainless Steel Trim, 2000 WOG
601-607 | T-SS-2001N-4B | 1-1/2" | 406.952 |  | 5 |  | 662527303813 | Stainless Steel Ball Valve, 3 Piece 4 Bolt Enclosed, Standard Port, Threaded Connection, Stainless Steel Trim, 2000 WOG
601-608 | T-SS-2001N-4B | 2" | 570.907 |  | 2 |  | 662527303448 | Stainless Steel Ball Valve, 3 Piece 4 Bolt Enclosed, Standard Port, Threaded Connection, Stainless Steel Trim, 2000 WOG
601-623 | S-SS-2001N-4B | 1/2" | 126.1 |  | 10 |  | 662527303516 | Stainless Steel Ball Valve, 3 Piece 4 Bolt Enclosed, Standard Port, Socket Weld Connection, Stainless Steel Trim, 2000 WOG
601-624 | S-SS-2001N-4B | 3/4" | 149.662 |  | 10 |  | 662527303523 | Stainless Steel Ball Valve, 3 Piece 4 Bolt Enclosed, Standard Port, Socket Weld Connection, Stainless Steel Trim, 2000 WOG
601-625 | S-SS-2001N-4B | 1" | 236.012 |  | 8 |  | 662527303530 | Stainless Steel Ball Valve, 3 Piece 4 Bolt Enclosed, Standard Port, Socket Weld Connection, Stainless Steel Trim, 2000 WOG
601-626 | S-SS-2001N-4B | 1-1/4" | 384.173 |  | 6 |  | 662527303547 | Stainless Steel Ball Valve, 3 Piece 4 Bolt Enclosed, Standard Port, Socket Weld Connection, Stainless Steel Trim, 2000 WOG
601-627 | S-SS-2001N-4B | 1-1/2" | 406.952 |  | 5 |  | 662527303554 | Stainless Steel Ball Valve, 3 Piece 4 Bolt Enclosed, Standard Port, Socket Weld Connection, Stainless Steel Trim, 2000 WOG
601-628 | S-SS-2001N-4B | 2" | 570.907 |  | 2 |  | 662527303561 | Stainless Steel Ball Valve, 3 Piece 4 Bolt Enclosed, Standard Port, Socket Weld Connection, Stainless Steel Trim, 2000 WOG
100-983 | T-SS-2002N-DUE | 1/2" | 172.049 |  | 10 |  | 662527301260 | Stainless Steel Ball Valve, 5 Piece, Full Port, Threaded Connection, Double Union End, Stainless Steel Trim, 3000 WOG
100-984 | T-SS-2002N-DUE | 3/4" | 225.765 |  | 8 |  | 662527301277 | Stainless Steel Ball Valve, 5 Piece, Full Port, Threaded Connection, Double Union End, Stainless Steel Trim, 3000 WOG
100-985 | T-SS-2002N-DUE | 1" | 275.37 |  | 8 |  | 662527301284 | Stainless Steel Ball Valve, 5 Piece, Full Port, Threaded Connection, Double Union End, Stainless Steel Trim, 3000 WOG
100-986 | T-SS-2002N-DUE | 1-1/4" | 433.842 |  | 6 |  | 662527301291 | Stainless Steel Ball Valve, 5 Piece, Full Port, Threaded Connection, Double Union End, Stainless Steel Trim, 3000 WOG
100-987 | T-SS-2002N-DUE | 1-1/2" | 580.828 |  | 4 |  | 662527301307 | Stainless Steel Ball Valve, 5 Piece, Full Port, Threaded Connection, Double Union End, Stainless Steel Trim, 3000 WOG
100-988 | T-SS-2002N-DUE | 2" | 800.85 |  | 2 |  | 662527301314 | Stainless Steel Ball Valve, 5 Piece, Full Port, Threaded Connection, Double Union End, Stainless Steel Trim, 3000 WOG
101-983 | S-SS-2002N-DUE | 1/2" | 172.049 |  | 10 |  | 662527301437 | Stainless Steel Ball Valve, 5 Piece, Full Port, Socket Weld Connection, Double Union End, Stainless Steel Trim, 3000 WOG
101-984 | S-SS-2002N-DUE | 3/4" | 225.765 |  | 8 |  | 662527301444 | Stainless Steel Ball Valve, 5 Piece, Full Port, Socket Weld Connection, Double Union End, Stainless Steel Trim, 3000 WOG
101-985 | S-SS-2002N-DUE | 1" | 275.37 |  | 8 |  | 662527301451 | Stainless Steel Ball Valve, 5 Piece, Full Port, Socket Weld Connection, Double Union End, Stainless Steel Trim, 3000 WOG
101-986 | S-SS-2002N-DUE | 1-1/4" | 433.842 |  | 6 |  | 662527301468 | Stainless Steel Ball Valve, 5 Piece, Full Port, Socket Weld Connection, Double Union End, Stainless Steel Trim, 3000 WOG
101-987 | S-SS-2002N-DUE | 1-1/2" | 580.828 |  | 4 |  | 662527301475 | Stainless Steel Ball Valve, 5 Piece, Full Port, Socket Weld Connection, Double Union End, Stainless Steel Trim, 3000 WOG
101-988 | S-SS-2002N-DUE | 2" | 800.85 |  | 2 |  | 662527301482 | Stainless Steel Ball Valve, 5 Piece, Full Port, Socket Weld Connection, Double Union End, Stainless Steel Trim, 3000 WOG
500-098 | T-SS-1000 | 1/8" FIP x 1/8" MIP | 89.474 |  | 10 |  | 662527302441 | Stainless Steel Ball Valve, Mini Valve, 1 Piece/2 Piece, Full Port, FIP x MIP Connection, Stainless Steel Trim, 1000 WOG
500-099 | T-SS-1000 | 1/4" FIP x 1/4" MIP | 101.807 |  | 10 |  | 662527302458 | Stainless Steel Ball Valve, Mini Valve, 1 Piece/2 Piece, Full Port, FIP x MIP Connection, Stainless Steel Trim, 1000 WOG
500-101 | T-SS-1000 | 1/4" FIP x 1/4" FIP | 72.007 |  | 10 |  | 662527302472 | Stainless Steel Ball Valve, Mini Valve, 1 Piece/2 Piece, Full Port, FIP x FIP Connection, Stainless Steel Trim, 1000 WOG
600-103 | FL-SS-100-150 | 1/2” | 237.519 |  | 2 |  | 662527303042 | Stainless Steel Ball Valve, Full Port, 2 Piece, Flanged Connection, Class 150, Stainless Steel
600-104 | FL-SS-100-150 | 3/4” | 274.834 |  | 2 |  | 662527303059 | Stainless Steel Ball Valve, 2 Piece, Full Port, Flanged Connection, Stainless Steel Trim, Class 150
600-105 | FL-SS-100-150 | 1” | 371.197 |  | 2 |  | 662527303066 | Stainless Steel Ball Valve, 2 Piece, Full Port, Flanged Connection, Stainless Steel Trim, Class 150
600-107 | FL-SS-100-150 | 1-1/2” | 652.863 |  | 2 |  | 662527303073 | Stainless Steel Ball Valve, 2 Piece, Full Port, Flanged Connection, Stainless Steel Trim, Class 150
600-108 | FL-SS-100-150 | 2" | 916.916 |  | 2 |  | 662527303080 | Stainless Steel Ball Valve, 2 Piece, Full Port, Flanged Connection, Stainless Steel Trim, Class 150
600-109 | FL-SS-100-150 | 2-1/2” | 1338.521 |  | 1 |  | 662527303097 | Stainless Steel Ball Valve, 2 Piece, Full Port, Flanged Connection, Stainless Steel Trim, Class 150
600-110 | FL-SS-100-150 | 3" | 1959.603 |  | 1 |  | 662527303110 | Stainless Steel Ball Valve, 2 Piece, Full Port, Flanged Connection, Stainless Steel Trim, Class 150
600-111 | FL-SS-100-150 | 4" | 3242.001 |  | 1 |  | 662527303127 | Stainless Steel Ball Valve, 2 Piece, Full Port, Flanged Connection, Stainless Steel Trim, Class 150
600-112 | FL-SS-100-150 | 6" | 9623.897 |  | 1 |  | 662527303134 | Stainless Steel Ball Valve, 2 Piece, Full Port, Flanged Connection, Stainless Steel Trim, Class 150
600-113 | FL-SS-100-150 | 8" | 16439.093 |  | 1 |  | 662527303141 | Stainless Steel Ball Valve, 2 Piece, Full Port, Flanged Connection, Stainless Steel Trim, Class 150
600-114 | FL-SS-100-150 | 10" | 28741.505 |  | 1 |  | 662527303158 | Stainless Steel Ball Valve, 2 Piece, Full Port, Flanged Connection, Stainless Steel Trim, Class 150
600-115 | FL-SS-100-150 | 12" | 44561.406 |  | 1 |  | 662527303165 | Stainless Steel Ball Valve, 2 Piece, Full Port, Flanged Connection, Stainless Steel Trim, Class 150
600-128 | FL-SS-100-300 | 2" | 1242.383 |  | 1 |  | 662527303172 | Stainless Steel Ball Valve, 2 Piece, Full Port, Flanged Connection, Stainless Steel Trim, Class 300
600-130 | FL-SS-100-300 | 3" | 2232.439 |  | 1 |  | 662527303189 | Stainless Steel Ball Valve, 2 Piece, Full Port, Flanged Connection, Stainless Steel Trim, Class 300
600-131 | FL-SS-100-300 | 4" | 4479.769 |  | 1 |  | 662527303196 | Stainless Steel Ball Valve, 2 Piece, Full Port, Flanged Connection, Stainless Steel Trim, Class 300
600-132 | FL-SS-100-300 | 6" | 11314.038 |  | 1 |  | 662527303202 | Stainless Steel Ball Valve, 2 Piece, Full Port, Flanged Connection, Stainless Steel Trim, Class 300
600-133 | FL-SS-100-300 | 8" | 17199.093 |  | 1 |  | 662527303219 | Stainless Steel Ball Valve, 2 Piece, Full Port, Flanged Connection, Stainless Steel Trim, Class 300
500-166-A | Mating Flange | 1-1/4" |  | 8 |  | 24 | 662527330659 | Mating Flange, Carbon Steel, Threaded Connection, Type A, O-Ring
500-168-A | Mating Flange | 2" |  | 8 |  | 19 | 662527330628 | Mating Flange, Carbon Steel, Threaded Connection, Type A, O-Ring
500-176-A | Mating Flange | 1-1/4" |  | 8 |  | 23 | 662527330666 | Mating Flange, Carbon Steel, Socket Weld Connection, Type A, O-Ring
500-178-A | Mating Flange | 2" |  | 8 |  | 18 | 662527330642 | Mating Flange, Carbon Steel, Socket Weld Connection, Type A, O-Ring
500-186-A | Mating Flange | 1-1/4" |  | 8 |  | 24 | 662527330741 | Mating Flange, Stainless Steel, Threaded Connection, Type A, O-Ring
500-188-A | Mating Flange | 2" |  | 8 |  | 19 | 662527330710 | Mating Flange, Stainless Steel, Threaded Connection, Type A, O-Ring
500-196-A | Mating Flange | 1-1/4" |  | 8 |  | 23 | 662527330734 | Mating Flange, Stainless Steel, Socket Weld Connection, Type A, O-Ring
500-198-A | Mating Flange | 2" |  | 8 |  | 18 | 662527330727 | Mating Flange, Stainless Steel, Socket Weld Connection, Type A, O-Ring
500-166-B | Mating Flange | 1-1/4" |  | 12 |  | 31 | 662527330680 | Mating Flange, Carbon Steel, Threaded Connection, Type B
500-168-B | Mating Flange | 2" |  | 12 |  | 25 | 662527330697 | Mating Flange, Carbon Steel, Threaded Connection, Type B
500-176-B | Mating Flange | 1-1/4" |  | 12 |  | 31 | 662527330673 | Mating Flange, Carbon Steel, Socket Weld Connection, Type B
500-178-B | Mating Flange | 2" |  | 12 |  | 24 | 662527330703 | Mating Flange, Carbon Steel, Socket Weld Connection, Type B
500-186-B | Mating Flange | 1-1/4" |  | 12 |  | 31 | 662527330772 | Mating Flange, Stainless Steel, Threaded Connection, Type B
500-188-B | Mating Flange | 2" |  | 12 |  | 25 | 662527330758 | Mating Flange, Stainless Steel, Threaded Connection, Type B
500-196-B | Mating Flange | 1-1/4" |  | 12 |  | 31 | 662527330789 | Mating Flange, Stainless Steel, Socket Weld Connection, Type B
500-198-B | Mating Flange | 2" |  | 12 |  | 24 | 662527330765 | Mating Flange, Stainless Steel, Socket Weld Connection, Type B
899-911 | Carbon Steel & Stainless Steel Ball Valve Repair Kit | 1/4” | 8.467 | 1 | 1 |  |  | Carbon Steel & Stainless Steel Ball Valve Repair Kit, 1000N Series
899-912 | Carbon Steel & Stainless Steel Ball Valve Repair Kit | 3/8” | 8.467 | 1 | 1 |  |  | Carbon Steel & Stainless Steel Ball Valve Repair Kit, 1000N Series
899-913 | Carbon Steel & Stainless Steel Ball Valve Repair Kit | 1/2" | 11.14 | 1 | 1 |  |  | Carbon Steel & Stainless Steel Ball Valve Repair Kit, 1000N Series
899-914 | Carbon Steel & Stainless Steel Ball Valve Repair Kit | 3/4" | 17.556 | 1 | 1 |  |  | Carbon Steel & Stainless Steel Ball Valve Repair Kit, 1000N Series
899-915 | Carbon Steel & Stainless Steel Ball Valve Repair Kit | 1" | 25.396 | 1 | 1 |  |  | Carbon Steel & Stainless Steel Ball Valve Repair Kit, 1000N Series
899-916 | Carbon Steel & Stainless Steel Ball Valve Repair Kit | 1-1/4" | 40.357 | 1 | 1 |  |  | Carbon Steel & Stainless Steel Ball Valve Repair Kit, 1000N Series
899-917 | Carbon Steel & Stainless Steel Ball Valve Repair Kit | 1-1/2" | 65.587 | 1 | 1 |  |  | Carbon Steel & Stainless Steel Ball Valve Repair Kit, 1000N Series
899-918 | Carbon Steel & Stainless Steel Ball Valve Repair Kit | 2" | 87.326 | 1 | 1 |  |  | Carbon Steel & Stainless Steel Ball Valve Repair Kit, 1000N Series
899-919 | Carbon Steel & Stainless Steel Ball Valve Repair Kit | 2-1/2” | 144.684 | 1 | 1 |  |  | Carbon Steel & Stainless Steel Ball Valve Repair Kit, 1000N Series
899-920 | Carbon Steel & Stainless Steel Ball Valve Repair Kit | 3” | 192.116 | 1 | 1 |  |  | Carbon Steel & Stainless Steel Ball Valve Repair Kit, 1000N Series
899-921 | Carbon Steel & Stainless Steel Ball Valve Repair Kit | 4” | 329.76 | 1 | 1 |  |  | Carbon Steel & Stainless Steel Ball Valve Repair Kit, 1000N Series
899-943 | Carbon Steel & Stainless Steel Ball Valve Repair Kit | 1/2" | 16.954 | 1 | 1 |  |  | Carbon Steel & Stainless Steel Ball Valve Repair Kit, 2001N Series
899-944 | Carbon Steel & Stainless Steel Ball Valve Repair Kit | 3/4" | 19.236 | 1 | 1 |  |  | Carbon Steel & Stainless Steel Ball Valve Repair Kit, 2001N Series
899-945 | Carbon Steel & Stainless Steel Ball Valve Repair Kit | 1" | 27.17 | 1 | 1 |  |  | Carbon Steel & Stainless Steel Ball Valve Repair Kit, 2001N Series
899-946 | Carbon Steel & Stainless Steel Ball Valve Repair Kit | 1-1/4" | 39.777 | 1 | 1 |  |  | Carbon Steel & Stainless Steel Ball Valve Repair Kit, 2001N Series
899-947 | Carbon Steel & Stainless Steel Ball Valve Repair Kit | 1-1/2" | 65.534 | 1 | 1 |  |  | Carbon Steel & Stainless Steel Ball Valve Repair Kit, 2001N Series
899-948 | Carbon Steel & Stainless Steel Ball Valve Repair Kit | 2" | 69.229 | 1 | 1 |  |  | Carbon Steel & Stainless Steel Ball Valve Repair Kit, 2001N Series
899-981 | Carbon Steel & Stainless Steel Ball Valve Repair Kit | 1/4” | 11.845 | 1 | 1 |  |  | Carbon Steel & Stainless Steel Ball Valve Repair Kit, 2002N-DUE Series
899-982 | Carbon Steel & Stainless Steel Ball Valve Repair Kit | 3/8” | 11.845 | 1 | 1 |  |  | Carbon Steel & Stainless Steel Ball Valve Repair Kit, 2002N-DUE Series
899-983 | Carbon Steel & Stainless Steel Ball Valve Repair Kit | 1/2" | 11.845 | 1 | 1 |  |  | Carbon Steel & Stainless Steel Ball Valve Repair Kit, 2002N-DUE Series
899-984 | Carbon Steel & Stainless Steel Ball Valve Repair Kit | 3/4" | 17.472 | 1 | 1 |  |  | Carbon Steel & Stainless Steel Ball Valve Repair Kit, 2002N-DUE Series
899-985 | Carbon Steel & Stainless Steel Ball Valve Repair Kit | 1" | 23.613 | 1 | 1 |  |  | Carbon Steel & Stainless Steel Ball Valve Repair Kit, 2002N-DUE Series
899-986 | Carbon Steel & Stainless Steel Ball Valve Repair Kit | 1-1/4" | 33.954 | 1 | 1 |  |  | Carbon Steel & Stainless Steel Ball Valve Repair Kit, 2002N-DUE Series
899-987 | Carbon Steel & Stainless Steel Ball Valve Repair Kit | 1-1/2" | 47.861 | 1 | 1 |  |  | Carbon Steel & Stainless Steel Ball Valve Repair Kit, 2002N-DUE Series
899-988 | Carbon Steel & Stainless Steel Ball Valve Repair Kit | 2" | 70.224 | 1 | 1 |  |  | Carbon Steel & Stainless Steel Ball Valve Repair Kit, 2002N-DUE Series
600-116 | Flanged Carbon Steel & Stainless Steel Ball Valve Repair Kit | 2" | 66.603 |  |  |  |  | Flanged Carbon Steel & Stainless Steel Ball Valve Repair Kit, Class 150 Series
600-117 | Flanged Carbon Steel & Stainless Steel Ball Valve Repair Kit | 2-1/2" | 72.618 |  |  |  |  | Flanged Carbon Steel & Stainless Steel Ball Valve Repair Kit, Class 150 Series
600-118 | Flanged Carbon Steel & Stainless Steel Ball Valve Repair Kit | 3" | 133.205 |  |  |  |  | Flanged Carbon Steel & Stainless Steel Ball Valve Repair Kit, Class 150 Series
600-119 | Flanged Carbon Steel & Stainless Steel Ball Valve Repair Kit | 4" | 183.909 |  |  |  |  | Flanged Carbon Steel & Stainless Steel Ball Valve Repair Kit, Class 150 Series
600-120 | Flanged Carbon Steel & Stainless Steel Ball Valve Repair Kit | 6" | 631.651 |  |  |  |  | Flanged Carbon Steel & Stainless Steel Ball Valve Repair Kit, Class 150 Series
600-121 | Flanged Carbon Steel & Stainless Steel Ball Valve Repair Kit | 8" | 1238.809 |  |  |  |  | Flanged Carbon Steel & Stainless Steel Ball Valve Repair Kit, Class 150 Series
600-122 | Flanged Carbon Steel & Stainless Steel Ball Valve Repair Kit | 10" | 2261.912 |  |  |  |  | Flanged Carbon Steel & Stainless Steel Ball Valve Repair Kit, Class 150 Series
600-123 | Flanged Carbon Steel & Stainless Steel Ball Valve Repair Kit | 12" | 4640.701 |  |  |  |  | Flanged Carbon Steel & Stainless Steel Ball Valve Repair Kit, Class 150 Series
600-136 | Flanged Carbon Steel & Stainless Steel Ball Valve Repair Kit | 2” | 71.759 |  |  |  |  | Flanged Carbon Steel & Stainless Steel Ball Valve Repair Kit, Class 300 Series
600-137 | Flanged Carbon Steel & Stainless Steel Ball Valve Repair Kit | 2-1/2” | 88.517 |  |  |  |  | Flanged Carbon Steel & Stainless Steel Ball Valve Repair Kit, Class 300 Series
600-138 | Flanged Carbon Steel & Stainless Steel Ball Valve Repair Kit | 3” | 143.088 |  |  |  |  | Flanged Carbon Steel & Stainless Steel Ball Valve Repair Kit, Class 300 Series
600-139 | Flanged Carbon Steel & Stainless Steel Ball Valve Repair Kit | 4" | 187.347 |  |  |  |  | Flanged Carbon Steel & Stainless Steel Ball Valve Repair Kit, Class 300 Series
600-141 | Flanged Carbon Steel & Stainless Steel Ball Valve Repair Kit | 6" | 635.089 |  |  |  |  | Flanged Carbon Steel & Stainless Steel Ball Valve Repair Kit, Class 300 Series
600-143 | Flanged Carbon Steel & Stainless Steel Ball Valve Repair Kit | 8" | 1320.59 |  |  |  |  | Flanged Carbon Steel & Stainless Steel Ball Valve Repair Kit, Class 300 Series
180-103G-B | TB-120G | 1/2" | 277.729 | 1 | 1 |  | 662527314772 | RecircSetter™, Lead Free Brass Thermostatic Balancing Valve, Variable Set Point, 150 CWP
180-104G-B | TB-120G | 3/4" | 296.244 | 1 | 1 |  | 662527314222 | RecircSetter™, Lead Free Brass Thermostatic Balancing Valve, Variable Set Point, 150 CWP
180-103G-B-C | TB-120G | 1/2" | 335.589 | 1 | 1 |  | 662527314840 | RecircSetter™, Lead Free Brass Thermostatic Balancing, Variable Set Point, Optional Check Valve, 150 CWP
180-104G-B-C | TB-120G | 3/4" | 364.52 | 1 | 1 |  | 662527314857 | RecircSetter™, Lead Free Brass Thermostatic Balancing, Variable Set Point, Optional Check Valve, 150 CWP
180-103G-D | TB-130G | 1/2" | 312.445 | 1 | 1 |  | 662527314789 | RecircSetter™, Lead Free Brass Thermostatic Balancing, Variable Set Point, Thermal Disinfection, 150 CWP
180-104G-D | TB-130G | 3/4" | 328.646 | 1 | 1 |  | 662527314796 | RecircSetter™, Lead Free Brass Thermostatic Balancing, Variable Set Point, Thermal Disinfection, 150 CWP
180-103G-D-C | TB-130G | 1/2" | 358.734 | 1 | 1 |  | 662527314864 | RecircSetter™, Lead Free Brass Thermostatic Balancing, Variable Set Point, Optional Check Valve, Thermal Disinfection, 150 CWP
180-104G-D-C | TB-130G | 3/4" | 384.192 | 1 | 1 |  | 662527314871 | RecircSetter™, Lead Free Brass Thermostatic Balancing, Variable Set Point, Optional Check Valve, Thermal Disinfection, 150 CWP
180-103G-A | TB-150G | 1/2" | 437.423 | 1 | 1 |  | 662527314826 | RecircSetter™, Lead Free Brass Thermostatic Balancing, Variable Set Point, Actuated Thermal Disinfection, 150 CWP
180-104G-A | TB-150G | 3/4" | 453.624 | 1 | 1 |  | 662527314833 | RecircSetter™, Lead Free Brass Thermostatic Balancing, Variable Set Point, Actuated Thermal Disinfection, 150 CWP
180-103G-A-C | TB-150G | 1/2" | 488.341 | 1 | 1 |  | 662527314901 | RecircSetter™, Lead Free Brass Thermostatic Balancing, Variable Set Point, Optional Check Valve, Actuated Thermal Disinfection, 150 CWP
180-104G-A-C | TB-150G | 3/4" | 513.799 | 1 | 1 |  | 662527314918 | RecircSetter™, Lead Free Brass Thermostatic Balancing, Variable Set Point, Optional Check Valve, Actuated Thermal Disinfection, 150 CWP
180-005G | TB-110G | 1" |  |  |  |  | 662527328274 | RecircSetter™, Lead Free Brass Thermostatic Balancing, Variable Set Point, 150 CWP
180-006G | TB-110G | 1-1/4" |  |  |  |  | 662527328281 | RecircSetter™, Lead Free Brass Thermostatic Balancing, Variable Set Point, 150 CWP
180-103MG-B-I | TB-120MG | 1/2" | 430.48 | 1 | 1 |  | 662527315038 | RecircSetter™, Lead Free Brass Thermostatic Balancing, Variable Set Point, Dual Isolation, 150 CWP
180-104MG-B-I | TB-120MG | 3/4" | 480.24 | 1 | 1 |  | 662527314925 | RecircSetter™, Lead Free Brass Thermostatic Balancing, Variable Set Point, Dual Isolation, 150 CWP
180-103MG-D-I | TB-130MG | 1/2" | 451.31 | 1 | 1 |  | 662527315045 | RecircSetter™, Lead Free Brass Thermostatic Balancing, Variable Set Point, Dual Isolation, Thermal Disinfection, 150 CWP
180-104MG-D-I | TB-130MG | 3/4" | 499.913 | 1 | 1 |  | 662527314932 | RecircSetter™, Lead Free Brass Thermostatic Balancing, Variable Set Point, Dual Isolation, Thermal Disinfection, 150 CWP
180-103MG-A-I | TB-150MG | 1/2" | 582.074 | 1 | 1 |  | 662527315069 | RecircSetter™, Lead Free Brass Thermostatic Balancing, Variable Set Point, Dual Isolation, Actuated Thermal Disinfection, 150 CWP
180-104MG-A-I | TB-150MG | 3/4" | 630.677 | 1 | 1 |  | 662527314956 | RecircSetter™, Lead Free Brass Thermostatic Balancing, Variable Set Point, Dual Isolation, Actuated Thermal Disinfection, 150 CWP
180-103MFG-B-I | TB-120MFG | 1/2" | 460.614 | 1 | 1 |  | 662527315892 | RecircSetter™, Lead Free Brass Thermostatic Balancing, Variable Set Point, Dual Isolation, Integrated Filter Ball® Strainer, 150 CWP
180-103MFG-D-I | TB-120MFG | 1/2" | 482.902 | 1 | 1 |  | 662527315908 | RecircSetter™, Lead Free Brass Thermostatic Balancing, Variable Set Point, Dual Isolation, Integrated Filter Ball® Strainer, 150 CWP
180-103MFG-A-I | TB-130MFG | 1/2" | 686.847 | 1 | 1 |  | 662527315922 | RecircSetter™, Lead Free Brass Thermostatic Balancing, Variable Set Point, Dual Isolation, Integrated Filter Ball® Strainer, Thermal Disinfection, 150 CWP
180-104MFG-B-I | TB-130MFG | 3/4" | 504.252 | 1 | 1 |  | 662527315854 | RecircSetter™, Lead Free Brass Thermostatic Balancing, Variable Set Point, Dual Isolation, Integrated Filter Ball® Strainer, Thermal Disinfection, 150 CWP
180-104MFG-D-I | TB-150MFG | 3/4" | 534.906 | 1 | 1 |  | 662527315861 | RecircSetter™, Lead Free Brass Thermostatic Balancing, Variable Set Point, Dual Isolation, Integrated Filter Ball® Strainer, Actuated Thermal Disinfection, 150 CWP
180-104MFG-A-I | TB-150MFG | 3/4" | 744.199 | 1 | 1 |  | 662527315885 | RecircSetter™, Lead Free Brass Thermostatic Balancing, Variable Set Point, Dual Isolation, Integrated Filter Ball® Strainer, Actuated Thermal Disinfection, 150 CWP
180-503G | Tail Piece Check Valve | 1/2" | 25.459 | 1 | 1 |  | 662527313744 | RecircSetter™, Fits any Model, Installed on Downstream
180-504G | Tail Piece Check Valve | 3/4" | 32.402 | 1 | 1 |  | 662527313751 | RecircSetter™, Fits any Model, Installed on Downstream
180-703G | Union Ball Valve | 1/2" | 52.89 | 1 | 1 |  | 662527315021 | RecircSetter™, Fits any MG/MFG Model, For Dual Isolation
180-704G | Union Ball Valve | 3/4" | 58.962 | 1 | 1 |  | 662527313782 | RecircSetter™, Fits any MG/MFG Model For Dual Isolation
180-713G | Union Ball Valve | 1/2" | 65.399 | 1 | 1 |  | 662527315014 | RecircSetter™, Fits any MG/MFG Model, For Dual Isolation with Integrated Check Valve
180-714G | Union Ball Valve | 3/4" | 72.992 | 1 | 1 |  | 662527313775 | RecircSetter™, Fits any MG/MFG Model, For Dual Isolation with Integrated Check Valve
180-723G | Filter Ball® Strainer | 1/2" | 74.535 | 1 | 1 |  | 662527315779 | RecircSetter™, Fits any MFG Model, Integrated 3-Way Strainer
180-724G | Filter Ball® Strainer | 3/4" | 77.872 | 1 | 1 |  | 662527315786 | RecircSetter™, Fits any MFG Model, Integrated 3-Way Strainer
180-893 | N.C. Thermoelectric Actuator 24V |  | 86.79 | 1 | 1 |  | 662527314765 | RecircSetter™, Fits any TB-150G/MG/MFG Model, Equipped with Limit Micro Switch and VA64 Ring Nut
180-TPW | Thermowell and Probe |  | 135.208 | 1 | 1 |  | 662527316585 | RecircSetter™, Fits any TB-150G/MG/MFG Model
899-180 | Double Scale Thermometer |  | 10.415 | 1 | 1 |  | 662527313768 | RecircSetter™, Fits any Model, 32°F-176°F
TBG-AFF | TBG - FNPT | 1/2" | 114.243 |  |  |  | 662527308467 | Terminator B, Lead Free Brass Manual Balancing Valve, Quarter-Turn, Fixed Orifice, Threaded Connection, Union End, Integrated Ball Valve, Memory Stop, PT Ports, 600 WOG
TBG-BFF | TBG - FNPT | 3/4" | 119.214 |  |  |  | 662527308191 | Terminator B, Lead Free Brass Manual Balancing Valve, Quarter-Turn, Fixed Orifice, Threaded Connection, Union End, Integrated Ball Valve, Memory Stop, PT Ports, 600 WOG
TGG-AFF | TGG - FNPT | 1/2" | 151.746 | 15 |  | 24 | 662527307545 | Terminator G, Lead Free Brass Manual Balancing Valve, Mult-Turn Globe Valve, Y-Pattern, Variable Orifice, Threaded Connection, Memory Stop, PT Ports, 300 WOG
TGG-BFF | TGG - FNPT | 3/4" | 164.776 | 15 |  | 24 | 662527307552 | Terminator G, Lead Free Brass Manual Balancing Valve, Mult-Turn Globe Valve, Y-Pattern, Variable Orifice, Threaded Connection, Memory Stop, PT Ports, 300 WOG
TGG-CFF | TGG - FNPT | 1" | 216.046 | 16 |  | 31 | 662527307569 | Terminator G, Lead Free Brass Manual Balancing Valve, Mult-Turn Globe Valve, Y-Pattern, Variable Orifice, Threaded Connection, Memory Stop, PT Ports, 300 WOG
TGG-DFF | TGG - FNPT | 1-1/4" | 318.954 | 15 |  | 24 | 662527307576 | Terminator G, Lead Free Brass Manual Balancing Valve, Mult-Turn Globe Valve, Y-Pattern, Variable Orifice, Threaded Connection, Memory Stop, PT Ports, 300 WOG
TGG-EFF | TGG - FNPT | 1-1/2" | 355.129 | 15 |  | 24 | 662527307583 | Terminator G, Lead Free Brass Manual Balancing Valve, Mult-Turn Globe Valve, Y-Pattern, Variable Orifice, Threaded Connection, Memory Stop, PT Ports, 300 WOG
TGG-FFF | TGG - FNPT | 2" | 496.727 | 15 |  | 24 | 662527307590 | Terminator G, Lead Free Brass Manual Balancing Valve, Mult-Turn Globe Valve, Y-Pattern, Variable Orifice, Threaded Connection, Memory Stop, PT Ports, 300 WOG
TGG-ACC | TGG - SWT | 1/2" | 148.513 | 15 |  | 24 | 662527307606 | Terminator G, Lead Free Brass Manual Balancing Valve, Mult-Turn Globe Valve, Y-Pattern, Variable Orifice, Solder Connection, Memory Stop, PT Ports, 300 WOG
TGG-BCC | TGG - SWT | 3/4" | 160.96 | 15 |  | 24 | 662527307613 | Terminator G, Lead Free Brass Manual Balancing Valve, Mult-Turn Globe Valve, Y-Pattern, Variable Orifice, Solder Connection, Memory Stop, PT Ports, 300 WOG
TGG-CCC | TGG - SWT | 1" | 211.981 | 15 |  | 24 | 662527307620 | Terminator G, Lead Free Brass Manual Balancing Valve, Mult-Turn Globe Valve, Y-Pattern, Variable Orifice, Solder Connection, Memory Stop, PT Ports, 300 WOG
TGG-DCC | TGG - SWT | 1-1/4" | 313.872 | 12 |  | 26 | 662527307637 | Terminator G, Lead Free Brass Manual Balancing Valve, Mult-Turn Globe Valve, Y-Pattern, Variable Orifice, Solder Connection, Memory Stop, PT Ports, 300 WOG
TGG-ECC | TGG - SWT | 1-1/2" | 348.297 | 15 |  | 24 | 662527307644 | Terminator G, Lead Free Brass Manual Balancing Valve, Mult-Turn Globe Valve, Y-Pattern, Variable Orifice, Solder Connection, Memory Stop, PT Ports, 300 WOG
TGG-FCC | TGG - SWT | 2" | 493.361 | 15 |  | 24 | 662527307651 | Terminator G, Lead Free Brass Manual Balancing Valve, Mult-Turn Globe Valve, Y-Pattern, Variable Orifice, Solder Connection, Memory Stop, PT Ports, 300 WOG
TGG-APP | TGG - PRESS | 1/2" | 146.4676 |  |  |  | 662527330963 | Terminator G, Lead Free Brass Manual Balancing Valve, Multi-Turn Globe Valve, Y-Pattern, Variable Orifice, Press Connection, Memory Stop, PT Ports, 300 WOG
TGG-BPP | TGG - PRESS | 3/4" | 161.9102 |  |  |  | 662527330970 | Terminator G, Lead Free Brass Manual Balancing Valve, Multi-Turn Globe Valve, Y-Pattern, Variable Orifice, Press Connection, Memory Stop, PT Ports, 300 WOG
TGG-CPP | TGG - PRESS | 1" | 216.0465 |  |  |  | 662527330987 | Terminator G, Lead Free Brass Manual Balancing Valve, Multi-Turn Globe Valve, Y-Pattern, Variable Orifice, Press Connection, Memory Stop, PT Ports, 300 WOG
TGG-DPP | TGG - PRESS | 1-1/4" | 324.5014 |  |  |  | 662527330994 | Terminator G, Lead Free Brass Manual Balancing Valve, Multi-Turn Globe Valve, Y-Pattern, Variable Orifice, Press Connection, Memory Stop, PT Ports, 300 WOG
TGG-EPP | TGG - PRESS | 1-1/2" | 361.3049 |  |  |  | 662527331007 | Terminator G, Lead Free Brass Manual Balancing Valve, Multi-Turn Globe Valve, Y-Pattern, Variable Orifice, Press Connection, Memory Stop, PT Ports, 300 WOG
TGG-FPP | TGG - PRESS | 2" | 509.6851 |  |  |  | 662527331014 | Terminator G, Lead Free Brass Manual Balancing Valve, Multi-Turn Globe Valve, Y-Pattern, Variable Orifice, Press Connection, Memory Stop, PT Ports, 300 WOG
TAF-AFF | TAF | 1/2" | 285.756 |  |  |  |  | Lead Free Brass Automatic Balancing Valve, Threaded Connection, Union End, Flow Limiter, PT Ports, 600 WOG
TAF-BFF | TAF | 3/4" | 291.304 |  |  |  |  | Lead Free Brass Automatic Balancing Valve, Threaded Connection, Union End, Flow Limiter, PT Ports, 600 WOG
TAF-CFF | TAF | 1" | 332.919 |  |  |  |  | Lead Free Brass Automatic Balancing Valve, Threaded Connection, Union End, Flow Limiter, PT Ports, 600 WOG
TRAA-BFF-Q | TRAA-BFF-Q | 3/4" | 537.085 |  |  |  |  | Lead Free Brass Automatic Balancing Valve, Fixed Venturi, Threaded Connection with Drain, Memory Stop, 400 WOG
TRAB-BFF-Q | TRAB-BFF-Q | 3/4" | 286.266 |  |  |  |  | Lead Free Brass Manual Balancing Valve, Fixed Venturi, Threaded Connection with Drain, 600 WOG
TB-AFF | TB - FNPT | 1/2" | 92.895 |  |  |  |  | Terminator B, Brass Manual Balancing Valve, Quarter-Turn, Fixed Orifice, Threaded Connection, Union End, Integrated Ball Valve, Memory Stop, PT Ports, 600 WOG
TB-BFF | TB - FNPT | 3/4" | 96.282 |  |  |  |  | Terminator B, Brass Manual Balancing Valve, Quarter-Turn, Fixed Orifice, Threaded Connection, Union End, Integrated Ball Valve, Memory Stop, PT Ports, 600 WOG
TB-CFF | TB - FNPT | 1" | 138.509 |  |  |  |  | Terminator B, Brass Manual Balancing Valve, Quarter-Turn, Fixed Orifice, Threaded Connection, Union End, Integrated Ball Valve, Memory Stop, PT Ports, 600 WOG
TB-DFF | TB - FNPT | 1-1/4" | 211.123 |  |  |  |  | Terminator B, Brass Manual Balancing Valve, Quarter-Turn, Fixed Orifice, Threaded Connection, Union End, Integrated Ball Valve, Memory Stop, PT Ports, 600 WOG
TB-EFF | TB - FNPT | 1-1/2" | 261.791 |  |  |  |  | Terminator B, Brass Manual Balancing Valve, Quarter-Turn, Fixed Orifice, Threaded Connection, Union End, Integrated Ball Valve, Memory Stop, PT Ports, 600 WOG
TB-FFF | TB - FNPT | 2" | 380.02 |  |  |  |  | Terminator B, Brass Manual Balancing Valve, Quarter-Turn, Fixed Orifice, Threaded Connection, Union End, Integrated Ball Valve, Memory Stop, PT Ports, 600 WOG
TB-ACC | TB - SWT | 1/2" | 92.895 |  |  |  |  | Terminator B, Brass Manual Balancing Valve, Quarter-Turn, Fixed Orifice, Solder Connection, Union End, Integrated Ball Valve, Memory Stop, PT Ports, 600 WOG
TB-BCC | TB - SWT | 3/4" | 96.282 |  |  |  |  | Terminator B, Brass Manual Balancing Valve, Quarter-Turn, Fixed Orifice, Solder Connection, Union End, Integrated Ball Valve, Memory Stop, PT Ports, 600 WOG
TB-CCC | TB - SWT | 1" | 138.509 |  |  |  |  | Terminator B, Brass Manual Balancing Valve, Quarter-Turn, Fixed Orifice, Solder Connection, Union End, Integrated Ball Valve, Memory Stop, PT Ports, 600 WOG
TB-DCC | TB - SWT | 1-1/4" | 211.123 |  |  |  |  | Terminator B, Brass Manual Balancing Valve, Quarter-Turn, Fixed Orifice, Solder Connection, Union End, Integrated Ball Valve, Memory Stop, PT Ports, 600 WOG
TB-ECC | TB - SWT | 1-1/2" | 261.791 |  |  |  |  | Terminator B, Brass Manual Balancing Valve, Quarter-Turn, Fixed Orifice, Solder Connection, Union End, Integrated Ball Valve, Memory Stop, PT Ports, 600 WOG
TB-FCC | TB - SWT | 2" | 380.02 |  |  |  |  | Terminator B, Brass Manual Balancing Valve, Quarter-Turn, Fixed Orifice, Solder Connection, Union End, Integrated Ball Valve, Memory Stop, PT Ports, 600 WOG
TG-AFF | TG - FNPT | 1/2" | 108.39 | 15 |  | 24 | 662527304247 | Terminator G, Brass Manual Balancing Valve, Mult-Turn Globe Valve, Y-Pattern, Variable Orifice, Threaded Connection, Memory Stop, PT Ports, 300 WOG
TG-BFF | TG - FNPT | 3/4" | 117.697 | 15 |  | 24 | 662527304254 | Terminator G, Brass Manual Balancing Valve, Mult-Turn Globe Valve, Y-Pattern, Variable Orifice, Threaded Connection, Memory Stop, PT Ports, 300 WOG
TG-CFF | TG - FNPT | 1" | 154.319 | 16 |  | 31 | 662527304261 | Terminator G, Brass Manual Balancing Valve, Mult-Turn Globe Valve, Y-Pattern, Variable Orifice, Threaded Connection, Memory Stop, PT Ports, 300 WOG
TG-DFF | TG - FNPT | 1-1/4" | 227.825 | 15 |  | 24 | 662527304278 | Terminator G, Brass Manual Balancing Valve, Mult-Turn Globe Valve, Y-Pattern, Variable Orifice, Threaded Connection, Memory Stop, PT Ports, 300 WOG
TG-EFF | TG - FNPT | 1-1/2" | 253.663 | 15 |  | 24 | 662527304285 | Terminator G, Brass Manual Balancing Valve, Mult-Turn Globe Valve, Y-Pattern, Variable Orifice, Threaded Connection, Memory Stop, PT Ports, 300 WOG
TG-FFF | TG - FNPT | 2" | 368.997 | 15 |  | 24 | 662527304292 | Terminator G, Brass Manual Balancing Valve, Mult-Turn Globe Valve, Y-Pattern, Variable Orifice, Threaded Connection, Memory Stop, PT Ports, 300 WOG
TG-ACC | TG - SWT | 1/2" | 106.081 | 15 |  | 24 | 662527315083 | Terminator G, Brass Manual Balancing Valve, Mult-Turn Globe Valve, Y-Pattern, Variable Orifice, Solder Connection, Memory Stop, PT Ports, 300 WOG
TG-BCC | TG - SWT | 3/4" | 114.972 | 15 |  | 24 | 662527315090 | Terminator G, Brass Manual Balancing Valve, Mult-Turn Globe Valve, Y-Pattern, Variable Orifice, Solder Connection, Memory Stop, PT Ports, 300 WOG
TG-CCC | TG - SWT | 1" | 151.415 | 15 |  | 24 | 662527315106 | Terminator G, Brass Manual Balancing Valve, Mult-Turn Globe Valve, Y-Pattern, Variable Orifice, Solder Connection, Memory Stop, PT Ports, 300 WOG
TG-DCC | TG - SWT | 1-1/4" | 224.194 | 12 |  | 26 | 662527315113 | Terminator G, Brass Manual Balancing Valve, Mult-Turn Globe Valve, Y-Pattern, Variable Orifice, Solder Connection, Memory Stop, PT Ports, 300 WOG
TG-ECC | TG - SWT | 1-1/2" | 248.784 | 15 |  | 24 | 662527315120 | Terminator G, Brass Manual Balancing Valve, Mult-Turn Globe Valve, Y-Pattern, Variable Orifice, Solder Connection, Memory Stop, PT Ports, 300 WOG
TG-FCC | TG - SWT | 2" | 361.798 | 15 |  | 24 | 662527315137 | Terminator G, Brass Manual Balancing Valve, Mult-Turn Globe Valve, Y-Pattern, Variable Orifice, Solder Connection, Memory Stop, PT Ports, 300 WOG
TG-GFF | TG - Flanged | 2-1/2" | 1247.481 | 1 |  |  | 662527304308 | Terminator G, Ductile Iron Manual Balancing Valve, Multi-Turn Globe Valve, Y-Pattern, Variable Orifice, Flanged Connection, Memory Stop, PT Ports, 230 WOG
TG-HFF | TG - Flanged | 3" | 1363.315 | 1 |  |  | 662527304315 | Terminator G, Ductile Iron Manual Balancing Valve, Multi-Turn Globe Valve, Y-Pattern, Variable Orifice, Flanged Connection, Memory Stop, PT Ports, 230 WOG
TG-IFF | TG - Flanged | 4" | 2006.586 | 1 |  |  | 662527304322 | Terminator G, Ductile Iron Manual Balancing Valve, Multi-Turn Globe Valve, Y-Pattern, Variable Orifice, Flanged Connection, Memory Stop, PT Ports, 230 WOG
TG-KFF | TG - Flanged | 6" | 3781.97 | 1 |  |  | 662527304339 | Terminator G, Ductile Iron Manual Balancing Valve, Multi-Turn Globe Valve, Y-Pattern, Variable Orifice, Flanged Connection, Memory Stop, PT Ports, 230 WOG
TG-LFF | TG - Flanged | 8" | 6832.502 | 1 |  |  | 662527304346 | Terminator G, Ductile Iron Manual Balancing Valve, Multi-Turn Globe Valve, Y-Pattern, Variable Orifice, Flanged Connection, Memory Stop, PT Ports, 230 WOG
TG-MFF | TG - Flanged | 10" | 15561.774 | 1 |  |  | 662527304353 | Terminator G, Ductile Iron Manual Balancing Valve, Multi-Turn Globe Valve, Y-Pattern, Variable Orifice, Flanged Connection, Memory Stop, PT Ports, 230 WOG
TG-NFF | TG - Flanged | 12" | 21621.687 | 1 |  |  | 662527304360 | Terminator G, Ductile Iron Manual Balancing Valve, Multi-Turn Globe Valve, Y-Pattern, Variable Orifice, Flanged Connection, Memory Stop, PT Ports, 230 WOG
TG-GGG | TG - Grooved | 2-1/2" | 823.524 | 1 |  |  | 662527316448 | Terminator G, Ductile Iron Manual Balancing Valve, Multi-Turn Globe Valve, Y-Pattern, Variable Orifice, Grooved Connection, Memory Stop, PT Ports, 230 WOG
TG-HGG | TG - Grooved | 3" | 959.717 | 1 |  |  | 662527316455 | Terminator G, Ductile Iron Manual Balancing Valve, Multi-Turn Globe Valve, Y-Pattern, Variable Orifice, Grooved Connection, Memory Stop, PT Ports, 230 WOG
TG-IGG | TG - Grooved | 4" | 1487.874 | 1 |  |  | 662527316462 | Terminator G, Ductile Iron Manual Balancing Valve, Multi-Turn Globe Valve, Y-Pattern, Variable Orifice, Grooved Connection, Memory Stop, PT Ports, 230 WOG
TG-KGG | TG - Grooved | 6" | 2530.364 | 1 |  |  | 662527316479 | Terminator G, Ductile Iron Manual Balancing Valve, Multi-Turn Globe Valve, Y-Pattern, Variable Orifice, Grooved Connection, Memory Stop, PT Ports, 230 WOG
TG-LGG | TG - Grooved | 8" | 4804.604 | 1 |  |  | 662527316486 | Terminator G, Ductile Iron Manual Balancing Valve, Multi-Turn Globe Valve, Y-Pattern, Variable Orifice, Grooved Connection, Memory Stop, PT Ports, 230 WOG
TG-MGG | TG - Grooved | 10" | 10303.314 | 1 |  |  | 662527316493 | Terminator G, Ductile Iron Manual Balancing Valve, Multi-Turn Globe Valve, Y-Pattern, Variable Orifice, Grooved Connection, Memory Stop, PT Ports, 230 WOG
TG-NGG | TG - Grooved | 12" | 14450.142 | 1 |  |  | 662527316509 | Terminator G, Ductile Iron Manual Balancing Valve, Multi-Turn Globe Valve, Y-Pattern, Variable Orifice, Grooved Connection, Memory Stop, PT Ports, 230 WOG
600-02DSEL | BFV-Lug | 2” | 280.875 | 1 | 1 |  | 662527299161 | Resilient Seated Butterfly Valve, Lug Style, Epoxy-Coated Ductile Iron Body, Stainless Steel Disc, EPDM Seat, Lever Handle
600-212DSEL | BFV-Lug | 2-1/2” | 342.756 | 1 | 1 |  | 662527299659 | Resilient Seated Butterfly Valve, Lug Style, Epoxy-Coated Ductile Iron Body, Stainless Steel Disc, EPDM Seat, Lever Handle
600-03DSEL | BFV-Lug | 3” | 387.134 | 1 | 1 |  | 662527298973 | Resilient Seated Butterfly Valve, Lug Style, Epoxy-Coated Ductile Iron Body, Stainless Steel Disc, EPDM Seat, Lever Handle
600-04DSEL | BFV-Lug | 4” | 574.43 | 1 | 1 |  | 662527299109 | Resilient Seated Butterfly Valve, Lug Style, Epoxy-Coated Ductile Iron Body, Stainless Steel Disc, EPDM Seat, Lever Handle
600-04DSEG | BFV-Lug | 4" | 829.286 | 1 | 1 |  | 662527313898 | Resilient Seated Butterfly Valve, Lug Style, Epoxy-Coated Ductile Iron Body, Stainless Steel Disc, EPDM Seat, Gear Operator
600-05DSEL | BFV-Lug | 5” | 733.887 | 1 | 1 |  | 662527299062 | Resilient Seated Butterfly Valve, Lug Style, Epoxy-Coated Ductile Iron Body, Stainless Steel Disc, EPDM Seat, Lever Handle
600-06DSEL | BFV-Lug | 6” | 947.506 | 1 | 1 |  | 662527299017 | Resilient Seated Butterfly Valve, Lug Style, Epoxy-Coated Ductile Iron Body, Stainless Steel Disc, EPDM Seat, Lever Handle
600-06DSEG | BFV-Lug | 6" | 1202.38 | 1 | 1 |  | 662527313256 | Resilient Seated Butterfly Valve, Lug Style, Epoxy-Coated Ductile Iron Body, Stainless Steel Disc, EPDM Seat, Gear Operator
600-08DSEB | BFV-Lug | 8” | 1513.04 | 1 | 1 |  | 662527296702 | Resilient Seated Butterfly Valve, Lug Style, Epoxy-Coated Ductile Iron Body, Stainless Steel Disc, EPDM Seat, Bare Stem
600-08DSEG | BFV-Lug | 8" | 1944.728 | 1 | 1 |  | 662527313270 | Resilient Seated Butterfly Valve, Lug Style, Epoxy-Coated Ductile Iron Body, Stainless Steel Disc, EPDM Seat, Gear Operator
600-10DSEG | BFV-Lug | 10” | 2856.483 | 1 | 1 |  | 662527309921 | Resilient Seated Butterfly Valve, Lug Style, Epoxy-Coated Ductile Iron Body, Stainless Steel Disc, EPDM Seat, Gear Operator
600-12DSEG | BFV-Lug | 12” | 4202.523 | 1 | 1 |  | 662527309969 | Resilient Seated Butterfly Valve, Lug Style, Epoxy-Coated Ductile Iron Body, Stainless Steel Disc, EPDM Seat, Gear Operator
600-14DSEG | BFV-Lug | 14” | 5301.156 | 1 | 1 |  | 662527307682 | Resilient Seated Butterfly Valve, Lug Style, Epoxy-Coated Ductile Iron Body, Stainless Steel Disc, EPDM Seat, Gear Operator
600-16DSEG | BFV-Lug | 16” | 8851.542 | 1 | 1 |  | 662527307729 | Resilient Seated Butterfly Valve, Lug Style, Epoxy-Coated Ductile Iron Body, Stainless Steel Disc, EPDM Seat, Gear Operator
600-18DSEG | BFV-Lug | 18” | 11569.808 | 1 | 1 |  | 662527307767 | Resilient Seated Butterfly Valve, Lug Style, Epoxy-Coated Ductile Iron Body, Stainless Steel Disc, EPDM Seat, Gear Operator
600-20DSEG | BFV-Lug | 20” | 14982.617 | 1 | 1 |  | 662527307804 | Resilient Seated Butterfly Valve, Lug Style, Epoxy-Coated Ductile Iron Body, Stainless Steel Disc, EPDM Seat, Gear Operator
600-24DSEG | BFV-Lug | 24” | 22754.135 | 1 | 1 |  | 662527307842 | Resilient Seated Butterfly Valve, Lug Style, Epoxy-Coated Ductile Iron Body, Stainless Steel Disc, EPDM Seat, Gear Operator
600-30DSEG | BFV-Lug | 30" | 37505.885 | 1 | 1 |  | 662527307880 | Resilient Seated Butterfly Valve, Lug Style, Epoxy-Coated Ductile Iron Body, Stainless Steel Disc, EPDM Seat, Gear Operator
600-36DSEG | BFV-Lug | 36" | 57983.318 | 1 | 1 |  | 662527307910 | Resilient Seated Butterfly Valve, Lug Style, Epoxy-Coated Ductile Iron Body, Stainless Steel Disc, EPDM Seat, Gear Operator
600-02DSBL | BFV-Lug | 2” | 189.506 | 1 | 1 |  | 662527299154 | Resilient Seated Butterfly Valve, Lug Style, Epoxy-Coated Ductile Iron Body, Stainless Steel Disc, Buna Seat, Lever Handle
600-212DSBL | BFV-Lug | 2-1/2” | 231.257 | 1 | 1 |  | 662527299666 | Resilient Seated Butterfly Valve, Lug Style, Epoxy-Coated Ductile Iron Body, Stainless Steel Disc, Buna Seat, Lever Handle
600-03DSBL | BFV-Lug | 3” | 261.199 | 1 | 1 |  | 662527299093 | Resilient Seated Butterfly Valve, Lug Style, Epoxy-Coated Ductile Iron Body, Stainless Steel Disc, Buna Seat, Lever Handle
600-04DSBL | BFV-Lug | 4” | 387.567 | 1 | 1 |  | 662527298997 | Resilient Seated Butterfly Valve, Lug Style, Epoxy-Coated Ductile Iron Body, Stainless Steel Disc, Buna Seat, Lever Handle
600-05DSBL | BFV-Lug | 5” | 467.125 | 1 | 1 |  | 662527299215 | Resilient Seated Butterfly Valve, Lug Style, Epoxy-Coated Ductile Iron Body, Stainless Steel Disc, Buna Seat, Lever Handle
600-06DSBL | BFV-Lug | 6” | 639.281 | 1 | 1 |  | 662527299246 | Resilient Seated Butterfly Valve, Lug Style, Epoxy-Coated Ductile Iron Body, Stainless Steel Disc, Buna Seat, Lever Handle
600-08DSBB | BFV-Lug | 8” | 1020.846 | 1 | 1 |  | 662527296696 | Resilient Seated Butterfly Valve, Lug Style, Epoxy-Coated Ductile Iron Body, Stainless Steel Disc, Buna Seat, Bare Stem
600-10DSBG | BFV-Lug | 10” | 1927.266 | 1 | 1 |  | 662527309914 | Resilient Seated Butterfly Valve, Lug Style, Epoxy-Coated Ductile Iron Body, Stainless Steel Disc, Buna Seat, Gear Operator
600-12DSBG | BFV-Lug | 12” | 2835.438 | 1 | 1 |  | 662527309952 | Resilient Seated Butterfly Valve, Lug Style, Epoxy-Coated Ductile Iron Body, Stainless Steel Disc, Buna Seat, Gear Operator
600-14DSBG | BFV-Lug | 14” | 5306.335 | 1 | 1 |  | 662527307675 | Resilient Seated Butterfly Valve, Lug Style, Epoxy-Coated Ductile Iron Body, Stainless Steel Disc, Buna Seat, Gear Operator
600-16DSBG | BFV-Lug | 16” | 8867.779 | 1 | 1 |  | 662527307712 | Resilient Seated Butterfly Valve, Lug Style, Epoxy-Coated Ductile Iron Body, Stainless Steel Disc, Buna Seat, Gear Operator
600-18DSBG | BFV-Lug | 18” | 11593.044 | 1 | 1 |  | 662527307750 | Resilient Seated Butterfly Valve, Lug Style, Epoxy-Coated Ductile Iron Body, Stainless Steel Disc, Buna Seat, Gear Operator
600-20DSBG | BFV-Lug | 20” | 15011.452 | 1 | 1 |  | 662527307798 | Resilient Seated Butterfly Valve, Lug Style, Epoxy-Coated Ductile Iron Body, Stainless Steel Disc, Buna Seat, Gear Operator
600-24DSBG | BFV-Lug | 24” | 22804.665 | 1 | 1 |  | 662527307835 | Resilient Seated Butterfly Valve, Lug Style, Epoxy-Coated Ductile Iron Body, Stainless Steel Disc, Buna Seat, Gear Operator
600-02DSPL | BFV-Lug | 2” | 246.932 | 1 | 1 |  | 662527299178 | Resilient Seated Butterfly Valve, Lug Style, Epoxy-Coated Ductile Iron Body, Stainless Steel Disc, PTFE Seat, Lever Handle
600-212DSPL | BFV-Lug | 2-1/2” | 312.188 | 1 | 1 |  | 662527299673 | Resilient Seated Butterfly Valve, Lug Style, Epoxy-Coated Ductile Iron Body, Stainless Steel Disc, PTFE Seat, Lever Handle
600-03DSPL | BFV-Lug | 3” | 365.669 | 1 | 1 |  | 662527298980 | Resilient Seated Butterfly Valve, Lug Style, Epoxy-Coated Ductile Iron Body, Stainless Steel Disc, PTFE Seat, Lever Handle
600-04DSPL | BFV-Lug | 4” | 512.834 | 1 | 1 |  | 662527299208 | Resilient Seated Butterfly Valve, Lug Style, Epoxy-Coated Ductile Iron Body, Stainless Steel Disc, PTFE Seat, Lever Handle
600-04DSPG | BFV-Lug | 4" | 684.797 | 1 | 1 |  | 662527313881 | Resilient Seated Butterfly Valve, Lug Style, Epoxy-Coated Ductile Iron Body, Stainless Steel Disc, PTFE Seat, Lever Handle
600-05DSPL | BFV-Lug | 5” | 660.482 | 1 | 1 |  | 662527299222 | Resilient Seated Butterfly Valve, Lug Style, Epoxy-Coated Ductile Iron Body, Stainless Steel Disc, PTFE Seat, Lever Handle
600-06DSPL | BFV-Lug | 6” | 851.396 | 1 | 1 |  | 662527298966 | Resilient Seated Butterfly Valve, Lug Style, Epoxy-Coated Ductile Iron Body, Stainless Steel Disc, PTFE Seat, Lever Handle
600-06DSPG | BFV-Lug | 6" | 1023.347 | 1 | 1 |  | 662527313249 | Resilient Seated Butterfly Valve, Lug Style, Epoxy-Coated Ductile Iron Body, Stainless Steel Disc, PTFE Seat, Lever Handle
600-08DSPB | BFV-Lug | 8” | 1353.598 | 1 | 1 |  | 662527296719 | Resilient Seated Butterfly Valve, Lug Style, Epoxy-Coated Ductile Iron Body, Stainless Steel Disc, PTFE Seat, Bare Stem
600-08DSPG | BFV-Lug | 8" | 1644.861 | 1 | 1 |  | 662527313287 | Resilient Seated Butterfly Valve, Lug Style, Epoxy-Coated Ductile Iron Body, Stainless Steel Disc, PTFE Seat, Gear Operator
600-10DSPG | BFV-Lug | 10” | 2317.669 | 1 | 1 |  | 662527309938 | Resilient Seated Butterfly Valve, Lug Style, Epoxy-Coated Ductile Iron Body, Stainless Steel Disc, PTFE Seat, Gear Operator
600-12DSPG | BFV-Lug | 12” | 5444.074 | 1 | 1 |  | 662527309976 | Resilient Seated Butterfly Valve, Lug Style, Epoxy-Coated Ductile Iron Body, Stainless Steel Disc, PTFE Seat, Gear Operator
600-14DSPG | BFV-Lug | 14” | 7261.051 | 1 | 1 |  | 662527307699 | Resilient Seated Butterfly Valve, Lug Style, Epoxy-Coated Ductile Iron Body, Stainless Steel Disc, PTFE Seat, Gear Operator
600-16DSPG | BFV-Lug | 16” | 11167.947 | 1 | 1 |  | 662527307736 | Resilient Seated Butterfly Valve, Lug Style, Epoxy-Coated Ductile Iron Body, Stainless Steel Disc, PTFE Seat, Gear Operator
600-18DSPG | BFV-Lug | 18” | 14972.819 | 1 | 1 |  | 662527307774 | Resilient Seated Butterfly Valve, Lug Style, Epoxy-Coated Ductile Iron Body, Stainless Steel Disc, PTFE Seat, Gear Operator
600-20DSPG | BFV-Lug | 20” | 20310.95 | 1 | 1 |  | 662527307811 | Resilient Seated Butterfly Valve, Lug Style, Epoxy-Coated Ductile Iron Body, Stainless Steel Disc, PTFE Seat, Gear Operator
600-24DSPG | BFV-Lug | 24” | 32336.092 | 1 | 1 |  | 662527307859 | Resilient Seated Butterfly Valve, Lug Style, Epoxy-Coated Ductile Iron Body, Stainless Steel Disc, PTFE Seat, Gear Operator
600-02DSVL | BFV-Lug | 2” | 369.435 | 1 | 1 |  | 662527299185 | Resilient Seated Butterfly Valve, Lug Style, Epoxy-Coated Ductile Iron Body, Stainless Steel Disc, Viton® Seat, Lever Handle
600-212DSVL | BFV-Lug | 2-1/2” | 463.723 | 1 | 1 |  | 662527299680 | Resilient Seated Butterfly Valve, Lug Style, Epoxy-Coated Ductile Iron Body, Stainless Steel Disc, Viton® Seat, Lever Handle
600-03DSVL | BFV-Lug | 3” | 566.938 | 1 | 1 |  | 662527299192 | Resilient Seated Butterfly Valve, Lug Style, Epoxy-Coated Ductile Iron Body, Stainless Steel Disc, Viton® Seat, Lever Handle
600-04DSVL | BFV-Lug | 4” | 798.195 | 1 | 1 |  | 662527299000 | Resilient Seated Butterfly Valve, Lug Style, Epoxy-Coated Ductile Iron Body, Stainless Steel Disc, Viton® Seat, Lever Handle
600-05DSVL | BFV-Lug | 5” | 968.637 | 1 | 1 |  | 662527299239 | Resilient Seated Butterfly Valve, Lug Style, Epoxy-Coated Ductile Iron Body, Stainless Steel Disc, Viton® Seat, Lever Handle
600-06DSVL | BFV-Lug | 6” | 1255.316 | 1 | 1 |  | 662527299024 | Resilient Seated Butterfly Valve, Lug Style, Epoxy-Coated Ductile Iron Body, Stainless Steel Disc, Viton® Seat, Lever Handle
600-08DSVB | BFV-Lug | 8” | 1809.954 | 1 | 1 |  | 662527296726 | Resilient Seated Butterfly Valve, Lug Style, Epoxy-Coated Ductile Iron Body, Stainless Steel Disc, Viton® Seat, Bare Stem
600-10DSVG | BFV-Lug | 10” | 3077.529 | 1 | 1 |  | 662527309945 | Resilient Seated Butterfly Valve, Lug Style, Epoxy-Coated Ductile Iron Body, Stainless Steel Disc, Viton® Seat, Gear Operator
600-12DSVG | BFV-Lug | 12” | 4178.275 | 1 | 1 |  | 662527309983 | Resilient Seated Butterfly Valve, Lug Style, Epoxy-Coated Ductile Iron Body, Stainless Steel Disc, Viton® Seat, Gear Operator
600-14DSVG | BFV-Lug | 14” | 7565.911 | 1 | 1 |  | 662527307705 | Resilient Seated Butterfly Valve, Lug Style, Epoxy-Coated Ductile Iron Body, Stainless Steel Disc, Viton® Seat, Gear Operator
600-16DSVG | BFV-Lug | 16” | 12638.078 | 1 | 1 |  | 662527307743 | Resilient Seated Butterfly Valve, Lug Style, Epoxy-Coated Ductile Iron Body, Stainless Steel Disc, Viton® Seat, Gear Operator
600-18DSVG | BFV-Lug | 18” | 16179.942 | 1 | 1 |  | 662527307781 | Resilient Seated Butterfly Valve, Lug Style, Epoxy-Coated Ductile Iron Body, Stainless Steel Disc, Viton® Seat, Gear Operator
600-20DSVG | BFV-Lug | 20” | 20948.945 | 1 | 1 |  | 662527307828 | Resilient Seated Butterfly Valve, Lug Style, Epoxy-Coated Ductile Iron Body, Stainless Steel Disc, Viton® Seat, Gear Operator
600-24DSVG | BFV-Lug | 24” | 31659.185 | 1 | 1 |  | 662527307866 | Resilient Seated Butterfly Valve, Lug Style, Epoxy-Coated Ductile Iron Body, Stainless Steel Disc, Viton® Seat, Gear Operator
600-02DSCL | BFV-Lug | 2” | 170.556 | 1 | 1 |  | 662527327994 | Resilient Seated Butterfly Valve, Lug Style, Epoxy-Coated Ductile Iron Body, Stainless Steel Disc, C EPDM Seat, Lever Handle
600-212DSCL | BFV-Lug | 2-1/2” | 208.131 | 1 | 1 |  | 662527328236 | Resilient Seated Butterfly Valve, Lug Style, Epoxy-Coated Ductile Iron Body, Stainless Steel Disc, C EPDM Seat, Lever Handle
600-03DSCL | BFV-Lug | 3” | 235.079 | 1 | 1 |  | 662527328007 | Resilient Seated Butterfly Valve, Lug Style, Epoxy-Coated Ductile Iron Body, Stainless Steel Disc, C EPDM Seat, Lever Handle
600-04DSCL | BFV-Lug | 4” | 348.81 | 1 | 1 |  | 662527328021 | Resilient Seated Butterfly Valve, Lug Style, Epoxy-Coated Ductile Iron Body, Stainless Steel Disc, C EPDM Seat, Lever Handle
600-04DSCG | BFV-Lug | 4" | 503.566 | 1 | 1 |  | 662527328014 | Resilient Seated Butterfly Valve, Lug Style, Epoxy-Coated Ductile Iron Body, Stainless Steel Disc, C EPDM Seat, Gear Operator
600-05DSCL | BFV-Lug | 5” | 445.637 | 1 | 1 |  | 662527328038 | Resilient Seated Butterfly Valve, Lug Style, Epoxy-Coated Ductile Iron Body, Stainless Steel Disc, C EPDM Seat, Lever Handle
600-06DSCL | BFV-Lug | 6” | 575.353 | 1 | 1 |  | 662527328045 | Resilient Seated Butterfly Valve, Lug Style, Epoxy-Coated Ductile Iron Body, Stainless Steel Disc, C EPDM Seat, Lever Handle
600-06DSCG | BFV-Lug | 6" | 730.12 | 1 | 1 |  | 662527328090 | Resilient Seated Butterfly Valve, Lug Style, Epoxy-Coated Ductile Iron Body, Stainless Steel Disc, C EPDM Seat, Gear Operator
600-08DSCL | BFV-Lug | 8” | 981.633 | 1 | 1 |  | 662527328106 | Resilient Seated Butterfly Valve, Lug Style, Epoxy-Coated Ductile Iron Body, Stainless Steel Disc, C EPDM Seat, Lever Handle
600-08DSCG | BFV-Lug | 8" | 1180.895 | 1 | 1 |  | 662527328069 | Resilient Seated Butterfly Valve, Lug Style, Epoxy-Coated Ductile Iron Body, Stainless Steel Disc, C EPDM Seat, Gear Operator
600-10DSCG | BFV-Lug | 10” | 1734.539 | 1 | 1 |  | 662527328076 | Resilient Seated Butterfly Valve, Lug Style, Epoxy-Coated Ductile Iron Body, Stainless Steel Disc, C EPDM Seat, Gear Operator
600-12DSCG | BFV-Lug | 12” | 2551.894 | 1 | 1 |  | 662527328083 | Resilient Seated Butterfly Valve, Lug Style, Epoxy-Coated Ductile Iron Body, Stainless Steel Disc, C EPDM Seat, Gear Operator
900-02DSEL | BFV-Wafer | 2” | 174.256 | 1 | 1 |  | 662527299116 | Resilient Seated Butterfly Valve, Wafer Style, Epoxy-Coated Ductile Iron Body, Stainless Steel Disc, EPDM Seat, Lever Handle
900-212DSEL | BFV-Wafer | 2-1/2” | 210.893 | 1 | 1 |  | 662527299758 | Resilient Seated Butterfly Valve, Wafer Style, Epoxy-Coated Ductile Iron Body, Stainless Steel Disc, EPDM Seat, Lever Handle
900-03DSEL | BFV-Wafer | 3” | 242.973 | 1 | 1 |  | 662527299284 | Resilient Seated Butterfly Valve, Wafer Style, Epoxy-Coated Ductile Iron Body, Stainless Steel Disc, EPDM Seat, Lever Handle
900-04DSEL | BFV-Wafer | 4” | 339.121 | 1 | 1 |  | 662527299130 | Resilient Seated Butterfly Valve, Wafer Style, Epoxy-Coated Ductile Iron Body, Stainless Steel Disc, EPDM Seat, Lever Handle
900-05DSEL | BFV-Wafer | 5” | 413.351 | 1 | 1 |  | 662527299710 | Resilient Seated Butterfly Valve, Wafer Style, Epoxy-Coated Ductile Iron Body, Stainless Steel Disc, EPDM Seat, Lever Handle
900-06DSEL | BFV-Wafer | 6” | 561.266 | 1 | 1 |  | 662527299055 | Resilient Seated Butterfly Valve, Wafer Style, Epoxy-Coated Ductile Iron Body, Stainless Steel Disc, EPDM Seat, Lever Handle
900-08DSEB | BFV-Wafer | 8” | 937.072 | 1 | 1 |  | 662527296078 | Resilient Seated Butterfly Valve, Wafer Style, Epoxy-Coated Ductile Iron Body, Stainless Steel Disc, EPDM Seat, Bare Stem
900-10DSEG | BFV-Wafer | 10” | 1662.259 | 1 | 1 |  | 662527310002 | Resilient Seated Butterfly Valve, Wafer Style, Epoxy-Coated Ductile Iron Body, Stainless Steel Disc, EPDM Seat, Gear Operator
900-12DSEG | BFV-Wafer | 12” | 2494.082 | 1 | 1 |  | 662527310040 | Resilient Seated Butterfly Valve, Wafer Style, Epoxy-Coated Ductile Iron Body, Stainless Steel Disc, EPDM Seat, Gear Operator
900-14DSEG | BFV-Wafer | 14” | 4413.999 | 1 | 1 |  | 662527307941 | Resilient Seated Butterfly Valve, Wafer Style, Epoxy-Coated Ductile Iron Body, Stainless Steel Disc, EPDM Seat, Gear Operator
900-16DSEG | BFV-Wafer | 16” | 7332.542 | 1 | 1 |  | 662527307989 | Resilient Seated Butterfly Valve, Wafer Style, Epoxy-Coated Ductile Iron Body, Stainless Steel Disc, EPDM Seat, Gear Operator
900-18DSEG | BFV-Wafer | 18” | 9658.198 | 1 | 1 |  | 662527308023 | Resilient Seated Butterfly Valve, Wafer Style, Epoxy-Coated Ductile Iron Body, Stainless Steel Disc, EPDM Seat, Gear Operator
900-20DSEG | BFV-Wafer | 20” | 12275.42 | 1 | 1 |  | 662527308061 | Resilient Seated Butterfly Valve, Wafer Style, Epoxy-Coated Ductile Iron Body, Stainless Steel Disc, EPDM Seat, Gear Operator
900-24DSEG | BFV-Wafer | 24” | 19866.385 | 1 | 1 |  | 662527308108 | Resilient Seated Butterfly Valve, Wafer Style, Epoxy-Coated Ductile Iron Body, Stainless Steel Disc, EPDM Seat, Gear Operator
900-02DSBL | BFV-Wafer | 2” | 174.256 | 1 | 1 |  | 662527299123 | Resilient Seated Butterfly Valve, Wafer Style, Epoxy-Coated Ductile Iron Body, Stainless Steel Disc, Buna Seat, Lever Handle
900-212DSBL | BFV-Wafer | 2-1/2” | 210.893 | 1 | 1 |  | 662527299741 | Resilient Seated Butterfly Valve, Wafer Style, Epoxy-Coated Ductile Iron Body, Stainless Steel Disc, Buna Seat, Lever Handle
900-03DSBL | BFV-Wafer | 3” | 242.973 | 1 | 1 |  | 662527299277 | Resilient Seated Butterfly Valve, Wafer Style, Epoxy-Coated Ductile Iron Body, Stainless Steel Disc, Buna Seat, Lever Handle
900-04DSBL | BFV-Wafer | 4” | 339.121 | 1 | 1 |  | 662527299291 | Resilient Seated Butterfly Valve, Wafer Style, Epoxy-Coated Ductile Iron Body, Stainless Steel Disc, Buna Seat, Lever Handle
900-05DSBL | BFV-Wafer | 5” | 413.351 | 1 | 1 |  | 662527299703 | Resilient Seated Butterfly Valve, Wafer Style, Epoxy-Coated Ductile Iron Body, Stainless Steel Disc, Buna Seat, Lever Handle
900-06DSBL | BFV-Wafer | 6” | 561.266 | 1 | 1 |  | 662527299314 | Resilient Seated Butterfly Valve, Wafer Style, Epoxy-Coated Ductile Iron Body, Stainless Steel Disc, Buna Seat, Bare Stem
900-08DSBB | BFV-Wafer | 8” | 937.072 | 1 | 1 |  | 662527296061 | Resilient Seated Butterfly Valve, Wafer Style, Epoxy-Coated Ductile Iron Body, Stainless Steel Disc, Buna Seat, Gear Operator
900-10DSBG | BFV-Wafer | 10” | 1662.259 | 1 | 1 |  | 662527309990 | Resilient Seated Butterfly Valve, Wafer Style, Epoxy-Coated Ductile Iron Body, Stainless Steel Disc, Buna Seat, Gear Operator
900-12DSBG | BFV-Wafer | 12” | 2494.082 | 1 | 1 |  | 662527310033 | Resilient Seated Butterfly Valve, Wafer Style, Epoxy-Coated Ductile Iron Body, Stainless Steel Disc, Buna Seat, Gear Operator
900-14DSBG | BFV-Wafer | 14” | 4418.885 | 1 | 1 |  | 662527307934 | Resilient Seated Butterfly Valve, Wafer Style, Epoxy-Coated Ductile Iron Body, Stainless Steel Disc, Buna Seat, Gear Operator
900-16DSBG | BFV-Wafer | 16” | 7347.992 | 1 | 1 |  | 662527307972 | Resilient Seated Butterfly Valve, Wafer Style, Epoxy-Coated Ductile Iron Body, Stainless Steel Disc, Buna Seat, Gear Operator
900-18DSBG | BFV-Wafer | 18” | 9679.986 | 1 | 1 |  | 662527308016 | Resilient Seated Butterfly Valve, Wafer Style, Epoxy-Coated Ductile Iron Body, Stainless Steel Disc, Buna Seat, Gear Operator
900-20DSBG | BFV-Wafer | 20” | 12302.622 | 1 | 1 |  | 662527308054 | Resilient Seated Butterfly Valve, Wafer Style, Epoxy-Coated Ductile Iron Body, Stainless Steel Disc, Buna Seat, Gear Operator
900-24DSBG | BFV-Wafer | 24” | 19913.923 | 1 | 1 |  | 662527308092 | Resilient Seated Butterfly Valve, Wafer Style, Epoxy-Coated Ductile Iron Body, Stainless Steel Disc, Buna Seat, Gear Operator
900-02DSPL | BFV-Wafer | 2” | 229.127 | 1 | 1 |  | 662527299253 | Resilient Seated Butterfly Valve, Wafer Style, Epoxy-Coated Ductile Iron Body, Stainless Steel Disc, PTFE Seat, Lever Handle
900-212DSPL | BFV-Wafer | 2-1/2” | 290.85 | 1 | 1 |  | 662527299765 | Resilient Seated Butterfly Valve, Wafer Style, Epoxy-Coated Ductile Iron Body, Stainless Steel Disc, PTFE Seat, Lever Handle
900-03DSPL | BFV-Wafer | 3” | 346.987 | 1 | 1 |  | 662527299147 | Resilient Seated Butterfly Valve, Wafer Style, Epoxy-Coated Ductile Iron Body, Stainless Steel Disc, PTFE Seat, Lever Handle
900-04DSPL | BFV-Wafer | 4” | 461.917 | 1 | 1 |  | 662527299307 | Resilient Seated Butterfly Valve, Wafer Style, Epoxy-Coated Ductile Iron Body, Stainless Steel Disc, PTFE Seat, Lever Handle
900-05DSPL | BFV-Wafer | 5” | 561.494 | 1 | 1 |  | 662527299727 | Resilient Seated Butterfly Valve, Wafer Style, Epoxy-Coated Ductile Iron Body, Stainless Steel Disc, PTFE Seat, Lever Handle
900-06DSPL | BFV-Wafer | 6” | 770.808 | 1 | 1 |  | 662527299321 | Resilient Seated Butterfly Valve, Wafer Style, Epoxy-Coated Ductile Iron Body, Stainless Steel Disc, PTFE Seat, Lever Handle
900-08DSPB | BFV-Wafer | 8” | 1266.242 | 1 | 1 |  | 662527296481 | Resilient Seated Butterfly Valve, Wafer Style, Epoxy-Coated Ductile Iron Body, Stainless Steel Disc, PTFE Seat, Bare Stem
900-10DSPG | BFV-Wafer | 10” | 2016.593 | 1 | 1 |  | 662527310019 | Resilient Seated Butterfly Valve, Wafer Style, Epoxy-Coated Ductile Iron Body, Stainless Steel Disc, PTFE Seat, Gear Operator
900-12DSPG | BFV-Wafer | 12” | 3272.31 | 1 | 1 |  | 662527310057 | Resilient Seated Butterfly Valve, Wafer Style, Epoxy-Coated Ductile Iron Body, Stainless Steel Disc, PTFE Seat, Gear Operator
900-14DSPG | BFV-Wafer | 14” | 6223.869 | 1 | 1 |  | 662527307958 | Resilient Seated Butterfly Valve, Wafer Style, Epoxy-Coated Ductile Iron Body, Stainless Steel Disc, PTFE Seat, Gear Operator
900-16DSPG | BFV-Wafer | 16” | 9449.956 | 1 | 1 |  | 662527307996 | Resilient Seated Butterfly Valve, Wafer Style, Epoxy-Coated Ductile Iron Body, Stainless Steel Disc, PTFE Seat, Gear Operator
900-18DSPG | BFV-Wafer | 18” | 12784.999 | 1 | 1 |  | 662527308030 | Resilient Seated Butterfly Valve, Wafer Style, Epoxy-Coated Ductile Iron Body, Stainless Steel Disc, PTFE Seat, Gear Operator
900-20DSPG | BFV-Wafer | 20” | 17178.154 | 1 | 1 |  | 662527308078 | Resilient Seated Butterfly Valve, Wafer Style, Epoxy-Coated Ductile Iron Body, Stainless Steel Disc, PTFE Seat, Gear Operator
900-24DSPG | BFV-Wafer | 24” | 28799.271 | 1 | 1 |  | 662527308115 | Resilient Seated Butterfly Valve, Wafer Style, Epoxy-Coated Ductile Iron Body, Stainless Steel Disc, PTFE Seat, Gear Operator
900-02DSVL | BFV-Wafer | 2” | 354.464 | 1 | 1 |  | 662527299260 | Resilient Seated Butterfly Valve, Wafer Style, Epoxy-Coated Ductile Iron Body, Stainless Steel Disc, Viton® Seat, Lever Handle
900-212DSVL | BFV-Wafer | 2-1/2” | 443.359 | 1 | 1 |  | 662527299772 | Resilient Seated Butterfly Valve, Wafer Style, Epoxy-Coated Ductile Iron Body, Stainless Steel Disc, Viton® Seat, Lever Handle
900-03DSVL | BFV-Wafer | 3” | 547.69 | 1 | 1 |  | 662527299031 | Resilient Seated Butterfly Valve, Wafer Style, Epoxy-Coated Ductile Iron Body, Stainless Steel Disc, Viton® Seat, Lever Handle
900-04DSVL | BFV-Wafer | 4” | 749.842 | 1 | 1 |  | 662527299048 | Resilient Seated Butterfly Valve, Wafer Style, Epoxy-Coated Ductile Iron Body, Stainless Steel Disc, Viton® Seat, Lever Handle
900-05DSVL | BFV-Wafer | 5” | 914.951 | 1 | 1 |  | 662527299734 | Resilient Seated Butterfly Valve, Wafer Style, Epoxy-Coated Ductile Iron Body, Stainless Steel Disc, Viton® Seat, Lever Handle
900-06DSVL | BFV-Wafer | 6” | 1178.788 | 1 | 1 |  | 662527299338 | Resilient Seated Butterfly Valve, Wafer Style, Epoxy-Coated Ductile Iron Body, Stainless Steel Disc, Viton® Seat, Lever Handle
900-08DSVB | BFV-Wafer | 8” | 1728.616 | 1 | 1 |  | 662527296085 | Resilient Seated Butterfly Valve, Wafer Style, Epoxy-Coated Ductile Iron Body, Stainless Steel Disc, Viton® Seat, Bare Stem
900-10DSVG | BFV-Wafer | 10” | 2744.033 | 1 | 1 |  | 662527310026 | Resilient Seated Butterfly Valve, Wafer Style, Epoxy-Coated Ductile Iron Body, Stainless Steel Disc, Viton® Seat, Gear Operator
900-12DSVG | BFV-Wafer | 12” | 3760.996 | 1 | 1 |  | 662527310064 | Resilient Seated Butterfly Valve, Wafer Style, Epoxy-Coated Ductile Iron Body, Stainless Steel Disc, Viton® Seat, Gear Operator
900-14DSVG | BFV-Wafer | 14” | 6550.56 | 1 | 1 |  | 662527307965 | Resilient Seated Butterfly Valve, Wafer Style, Epoxy-Coated Ductile Iron Body, Stainless Steel Disc, Viton® Seat, Gear Operator
900-16DSVG | BFV-Wafer | 16” | 10904.878 | 1 | 1 |  | 662527308009 | Resilient Seated Butterfly Valve, Wafer Style, Epoxy-Coated Ductile Iron Body, Stainless Steel Disc, Viton® Seat, Gear Operator
900-18DSVG | BFV-Wafer | 18” | 14007.513 | 1 | 1 |  | 662527308047 | Resilient Seated Butterfly Valve, Wafer Style, Epoxy-Coated Ductile Iron Body, Stainless Steel Disc, Viton® Seat, Gear Operator
900-20DSVG | BFV-Wafer | 20” | 17903.898 | 1 | 1 |  | 662527308085 | Resilient Seated Butterfly Valve, Wafer Style, Epoxy-Coated Ductile Iron Body, Stainless Steel Disc, Viton® Seat, Gear Operator
900-24DSVG | BFV-Wafer | 24” | 28267.375 | 1 | 1 |  | 662527308122 | Resilient Seated Butterfly Valve, Wafer Style, Epoxy-Coated Ductile Iron Body, Stainless Steel Disc, Viton® Seat, Gear Operator
BLH2-3 | Lever Handle | 2" - 3" | 36.807 | 1 | 1 |  | 662527297440 | Lever Handle, Fits Resilient Seated Butterfly Valves, Ten Position, Lockable
BLH4 | Lever Handle | 4" | 36.807 | 1 | 1 |  | 662527297457 | Lever Handle, Fits Resilient Seated Butterfly Valves, Ten Position, Lockable
BLH5-6 | Lever Handle | 5", 6" | 36.807 | 1 | 1 |  | 662527297464 | Lever Handle, Fits Resilient Seated Butterfly Valves, Ten Position, Lockable
BLH8 | Lever Handle | 8" | 69.854 | 1 | 1 |  | 662527297471 | Lever Handle, Fits Resilient Seated Butterfly Valves, Ten Position, Lockable
BGO2-3 | Gear Operator | 2" - 3" | 171.273 | 1 | 1 |  | 662527297495 | Gear Operator, Fits Resilient Seated Butterfly Valves
BGO4 | Gear Operator | 4" | 171.956 | 1 | 1 |  | 662527297501 | Gear Operator, Fits Resilient Seated Butterfly Valves
BGO5-6 | Gear Operator | 5", 6" | 171.956 | 1 | 1 |  | 662527297518 | Gear Operator, Fits Resilient Seated Butterfly Valves
BGO8 | Gear Operator | 8" | 291.266 | 1 | 1 |  | 662527297525 | Gear Operator, Fits Resilient Seated Butterfly Valves
BGO10 | Gear Operator | 10" | 291.266 | 1 | 1 |  | 662527297532 | Gear Operator, Fits Resilient Seated Butterfly Valves
BGO12-14 | Gear Operator | 12" - 14" | 374.111 | 1 | 1 |  | 662527297549 | Gear Operator, Fits Resilient Seated Butterfly Valves
BGO16 | Gear Operator | 16" | 1144.325 | 1 | 1 |  | 662527297556 | Gear Operator, Fits Resilient Seated Butterfly Valves
BGO18 | Gear Operator | 18" | 1144.32 | 1 | 1 |  | 662527297563 | Gear Operator, Fits Resilient Seated Butterfly Valves
BGO20 | Gear Operator | 20” | 1144.325 | 1 | 1 |  | 662527297570 | Gear Operator, Fits Resilient Seated Butterfly Valves
BGO24 | Gear Operator | 24" | 1783.492 | 1 | 1 |  | 662527297587 | Gear Operator, Fits Resilient Seated Butterfly Valves
600-02H1CSRL | HPBFV Carbon Steel Class 150 | 2” | 1369.798 | 1 | 1 |  | 662527310552 | High Performance Butterfly Valve, Lug Style, Carbon Steel Body, Stainless Steel Disc and Stem, ANSI Class 150, RPTFE Seat, Lever Handle
600-212H1CSRL | HPBFV Carbon Steel Class 150 | 2-1/2” | 1408.061 | 1 | 1 |  | 662527310514 | High Performance Butterfly Valve, Lug Style, Carbon Steel Body, Stainless Steel Disc and Stem, ANSI Class 150, RPTFE Seat, Lever Handle
600-03H1CSRL | HPBFV Carbon Steel Class 150 | 3” | 1469.281 | 1 | 1 |  | 662527310521 | High Performance Butterfly Valve, Lug Style, Carbon Steel Body, Stainless Steel Disc and Stem, ANSI Class 150, RPTFE Seat, Lever Handle
600-04H1CSRL | HPBFV Carbon Steel Class 150 | 4” | 1760.076 | 1 | 1 |  | 662527310538 | High Performance Butterfly Valve, Lug Style, Carbon Steel Body, Stainless Steel Disc and Stem, ANSI Class 150, RPTFE Seat, Lever Handle
600-05H1CSRL | HPBFV Carbon Steel Class 150 | 5" | 2387.582 | 1 | 1 |  | 662527310644 | High Performance Butterfly Valve, Lug Style, Carbon Steel Body, Stainless Steel Disc and Stem, ANSI Class 150, RPTFE Seat, Lever Handle
600-06H1CSRL | HPBFV Carbon Steel Class 150 | 6” | 2594.199 | 1 | 1 |  | 662527311122 | High Performance Butterfly Valve, Lug Style, Carbon Steel Body, Stainless Steel Disc and Stem, ANSI Class 150, RPTFE Seat, Lever Handle
600-02H1CSRG | HPBFV Carbon Steel Class 150 | 2” | 1599.374 | 1 | 1 |  | 662527311153 | High Performance Butterfly Valve, Lug Style, Carbon Steel Body, Stainless Steel Disc and Stem, ANSI Class 150, RPTFE Seat, Gear Operator
600-212H1CSRG | HPBFV Carbon Steel Class 150 | 2-1/2” | 1637.636 | 1 | 1 |  | 662527311177 | High Performance Butterfly Valve, Lug Style, Carbon Steel Body, Stainless Steel Disc and Stem, ANSI Class 150, RPTFE Seat, Gear Operator
600-03H1CSRG | HPBFV Carbon Steel Class 150 | 3” | 1790.686 | 1 | 1 |  | 662527311184 | High Performance Butterfly Valve, Lug Style, Carbon Steel Body, Stainless Steel Disc and Stem, ANSI Class 150, RPTFE Seat, Gear Operator
600-04H1CSRG | HPBFV Carbon Steel Class 150 | 4” | 2104.439 | 1 | 1 |  | 662527311160 | High Performance Butterfly Valve, Lug Style, Carbon Steel Body, Stainless Steel Disc and Stem, ANSI Class 150, RPTFE Seat, Gear Operator
600-05H1CSRG | HPBFV Carbon Steel Class 150 | 5" | 2693.682 | 1 | 1 |  | 662527311191 | High Performance Butterfly Valve, Lug Style, Carbon Steel Body, Stainless Steel Disc and Stem, ANSI Class 150, RPTFE Seat, Gear Operator
600-06H1CSRG | HPBFV Carbon Steel Class 150 | 6” | 3053.35 | 1 | 1 |  | 662527311207 | High Performance Butterfly Valve, Lug Style, Carbon Steel Body, Stainless Steel Disc and Stem, ANSI Class 150, RPTFE Seat, Gear Operator
600-08H1CSRG | HPBFV Carbon Steel Class 150 | 8” | 3504.847 | 1 | 1 |  | 662527310569 | High Performance Butterfly Valve, Lug Style, Carbon Steel Body, Stainless Steel Disc and Stem, ANSI Class 150, RPTFE Seat, Gear Operator
600-10H1CSRG | HPBFV Carbon Steel Class 150 | 10” | 5494.499 | 1 | 1 |  | 662527310576 | High Performance Butterfly Valve, Lug Style, Carbon Steel Body, Stainless Steel Disc and Stem, ANSI Class 150, RPTFE Seat, Gear Operator
600-12H1CSRG | HPBFV Carbon Steel Class 150 | 12” | 7575.98 | 1 | 1 |  | 662527310583 | High Performance Butterfly Valve, Lug Style, Carbon Steel Body, Stainless Steel Disc and Stem, ANSI Class 150, RPTFE Seat, Gear Operator
600-14H1CSRG | HPBFV Carbon Steel Class 150 | 14” | 14340.795 | 1 | 1 |  | 662527310590 | High Performance Butterfly Valve, Lug Style, Carbon Steel Body, Stainless Steel Disc and Stem, ANSI Class 150, RPTFE Seat, Gear Operator
600-16H1CSRG | HPBFV Carbon Steel Class 150 | 16” | 18473.148 | 1 | 1 |  | 662527310606 | High Performance Butterfly Valve, Lug Style, Carbon Steel Body, Stainless Steel Disc and Stem, ANSI Class 150, RPTFE Seat, Gear Operator
600-18H1CSRG | HPBFV Carbon Steel Class 150 | 18” | 28513.235 | 1 | 1 |  | 662527310613 | High Performance Butterfly Valve, Lug Style, Carbon Steel Body, Stainless Steel Disc and Stem, ANSI Class 150, RPTFE Seat, Gear Operator
600-20H1CSRG | HPBFV Carbon Steel Class 150 | 20” | 32308.877 | 1 | 1 |  | 662527310620 | High Performance Butterfly Valve, Lug Style, Carbon Steel Body, Stainless Steel Disc and Stem, ANSI Class 150, RPTFE Seat, Gear Operator
600-24H1CSRG | HPBFV Carbon Steel Class 150 | 24" | 53781.807 | 1 | 1 |  | 662527310637 | High Performance Butterfly Valve, Lug Style, Carbon Steel Body, Stainless Steel Disc and Stem, ANSI Class 150, RPTFE Seat, Gear Operator
600-02H1CSML | HPBFV Carbon Steel Class 150 | 2” | 1770.79 | 1 | 1 |  | 662527313553 | High Performance Butterfly Valve, Lug Style, Carbon Steel Body, Stainless Steel Disc and Stem, ANSI Class 150, Metal Seat, Lever Handle
600-212H1CSML | HPBFV Carbon Steel Class 150 | 2-1/2” | 1841.193 | 1 | 1 |  | 662527313652 | High Performance Butterfly Valve, Lug Style, Carbon Steel Body, Stainless Steel Disc and Stem, ANSI Class 150, Metal Seat, Lever Handle
600-03H1CSML | HPBFV Carbon Steel Class 150 | 3” | 1929.962 | 1 | 1 |  | 662527313577 | High Performance Butterfly Valve, Lug Style, Carbon Steel Body, Stainless Steel Disc and Stem, ANSI Class 150, Metal Seat, Lever Handle
600-04H1CSML | HPBFV Carbon Steel Class 150 | 4” | 2367.685 | 1 | 1 |  | 662527313591 | High Performance Butterfly Valve, Lug Style, Carbon Steel Body, Stainless Steel Disc and Stem, ANSI Class 150, Metal Seat, Lever Handle
600-05H1CSML | HPBFV Carbon Steel Class 150 | 5" | 3132.936 | 1 | 1 |  | 662527313614 | High Performance Butterfly Valve, Lug Style, Carbon Steel Body, Stainless Steel Disc and Stem, ANSI Class 150, Metal Seat, Lever Handle
600-06H1CSML | HPBFV Carbon Steel Class 150 | 6” | 3486.481 | 1 | 1 |  | 662527313638 | High Performance Butterfly Valve, Lug Style, Carbon Steel Body, Stainless Steel Disc and Stem, ANSI Class 150, Metal Seat, Lever Handle
600-02H1CSMG | HPBFV Carbon Steel Class 150 | 2” | 2000.365 | 1 | 1 |  | 662527313379 | High Performance Butterfly Valve, Lug Style, Carbon Steel Body, Stainless Steel Disc and Stem, ANSI Class 150, Metal Seat, Gear Operator
600-212H1CSMG | HPBFV Carbon Steel Class 150 | 2-1/2” | 2070.768 | 1 | 1 |  | 662527313539 | High Performance Butterfly Valve, Lug Style, Carbon Steel Body, Stainless Steel Disc and Stem, ANSI Class 150, Metal Seat, Gear Operator
600-03H1CSMG | HPBFV Carbon Steel Class 150 | 3” | 2251.367 | 1 | 1 |  | 662527313393 | High Performance Butterfly Valve, Lug Style, Carbon Steel Body, Stainless Steel Disc and Stem, ANSI Class 150, Metal Seat, Gear Operator
600-04H1CSMG | HPBFV Carbon Steel Class 150 | 4” | 2712.048 | 1 | 1 |  | 662527313416 | High Performance Butterfly Valve, Lug Style, Carbon Steel Body, Stainless Steel Disc and Stem, ANSI Class 150, Metal Seat, Gear Operator
600-05H1CSMG | HPBFV Carbon Steel Class 150 | 5" | 3439.036 | 1 | 1 |  | 662527313430 | High Performance Butterfly Valve, Lug Style, Carbon Steel Body, Stainless Steel Disc and Stem, ANSI Class 150, Metal Seat, Gear Operator
600-06H1CSMG | HPBFV Carbon Steel Class 150 | 6” | 3945.632 | 1 | 1 |  | 662527313454 | High Performance Butterfly Valve, Lug Style, Carbon Steel Body, Stainless Steel Disc and Stem, ANSI Class 150, Metal Seat, Gear Operator
600-08H1CSMG | HPBFV Carbon Steel Class 150 | 8” | 4387.436 | 1 | 1 |  | 662527313478 | High Performance Butterfly Valve, Lug Style, Carbon Steel Body, Stainless Steel Disc and Stem, ANSI Class 150, Metal Seat, Gear Operator
600-10H1CSMG | HPBFV Carbon Steel Class 150 | 10” | 6595.731 | 1 | 1 |  | 662527313492 | High Performance Butterfly Valve, Lug Style, Carbon Steel Body, Stainless Steel Disc and Stem, ANSI Class 150, Metal Seat, Gear Operator
600-12H1CSMG | HPBFV Carbon Steel Class 150 | 12” | 9401.649 | 1 | 1 |  | 662527313515 | High Performance Butterfly Valve, Lug Style, Carbon Steel Body, Stainless Steel Disc and Stem, ANSI Class 150, Metal Seat, Gear Operator
600-02H1CSFL | HPBFV Carbon Steel Class 150 | 2” | 1770.79 | 1 | 1 |  | 662527311276 | High Performance Butterfly Valve, Lug Style, Carbon Steel Body, Stainless Steel Disc and Stem, ANSI Class 150, Fire-Safe Seat, Lever Handle
600-212H1CSFL | HPBFV Carbon Steel Class 150 | 2-1/2” | 1841.193 | 1 | 1 |  | 662527311283 | High Performance Butterfly Valve, Lug Style, Carbon Steel Body, Stainless Steel Disc and Stem, ANSI Class 150, Fire-Safe Seat, Lever Handle
600-03H1CSFL | HPBFV Carbon Steel Class 150 | 3” | 1929.962 | 1 | 1 |  | 662527311290 | High Performance Butterfly Valve, Lug Style, Carbon Steel Body, Stainless Steel Disc and Stem, ANSI Class 150, Fire-Safe Seat, Lever Handle
600-04H1CSFL | HPBFV Carbon Steel Class 150 | 4” | 2367.685 | 1 | 1 |  | 662527311306 | High Performance Butterfly Valve, Lug Style, Carbon Steel Body, Stainless Steel Disc and Stem, ANSI Class 150, Fire-Safe Seat, Lever Handle
600-05H1CSFL | HPBFV Carbon Steel Class 150 | 5" | 3132.936 | 1 | 1 |  | 662527311313 | High Performance Butterfly Valve, Lug Style, Carbon Steel Body, Stainless Steel Disc and Stem, ANSI Class 150, Fire-Safe Seat, Lever Handle
600-06H1CSFL | HPBFV Carbon Steel Class 150 | 6” | 3486.481 | 1 | 1 |  | 662527311320 | High Performance Butterfly Valve, Lug Style, Carbon Steel Body, Stainless Steel Disc and Stem, ANSI Class 150, Fire-Safe Seat, Lever Handle
600-02H1CSFG | HPBFV Carbon Steel Class 150 | 2” | 2000.365 | 1 | 1 |  | 662527311399 | High Performance Butterfly Valve, Lug Style, Carbon Steel Body, Stainless Steel Disc and Stem, ANSI Class 150, Fire-Safe Seat, Gear Operator
600-212H1CSFG | HPBFV Carbon Steel Class 150 | 2-1/2” | 2070.768 | 1 | 1 |  | 662527311405 | High Performance Butterfly Valve, Lug Style, Carbon Steel Body, Stainless Steel Disc and Stem, ANSI Class 150, Fire-Safe Seat, Gear Operator
600-03H1CSFG | HPBFV Carbon Steel Class 150 | 3” | 2251.367 | 1 | 1 |  | 662527311412 | High Performance Butterfly Valve, Lug Style, Carbon Steel Body, Stainless Steel Disc and Stem, ANSI Class 150, Fire-Safe Seat, Gear Operator
600-04H1CSFG | HPBFV Carbon Steel Class 150 | 4” | 2712.048 | 1 | 1 |  | 662527311429 | High Performance Butterfly Valve, Lug Style, Carbon Steel Body, Stainless Steel Disc and Stem, ANSI Class 150, Fire-Safe Seat, Gear Operator
600-05H1CSFG | HPBFV Carbon Steel Class 150 | 5" | 3439.036 | 1 | 1 |  | 662527311436 | High Performance Butterfly Valve, Lug Style, Carbon Steel Body, Stainless Steel Disc and Stem, ANSI Class 150, Fire-Safe Seat, Gear Operator
600-06H1CSFG | HPBFV Carbon Steel Class 150 | 6” | 3945.632 | 1 | 1 |  | 662527311443 | High Performance Butterfly Valve, Lug Style, Carbon Steel Body, Stainless Steel Disc and Stem, ANSI Class 150, Fire-Safe Seat, Gear Operator
600-08H1CSFG | HPBFV Carbon Steel Class 150 | 8” | 4709.352 | 1 | 1 |  | 662527311450 | High Performance Butterfly Valve, Lug Style, Carbon Steel Body, Stainless Steel Disc and Stem, ANSI Class 150, Fire-Safe Seat, Gear Operator
600-10H1CSFG | HPBFV Carbon Steel Class 150 | 10” | 7291.307 | 1 | 1 |  | 662527311467 | High Performance Butterfly Valve, Lug Style, Carbon Steel Body, Stainless Steel Disc and Stem, ANSI Class 150, Fire-Safe Seat, Gear Operator
600-12H1CSFG | HPBFV Carbon Steel Class 150 | 12” | 10119.673 | 1 | 1 |  | 662527311474 | High Performance Butterfly Valve, Lug Style, Carbon Steel Body, Stainless Steel Disc and Stem, ANSI Class 150, Fire-Safe Seat, Gear Operator
600-02H1SSRL | HPBFV Stainless Steel Class 150 | 2” | 1867.211 | 1 | 1 |  | 662527310798 | High Performance Butterfly Valve, Lug Style, Stainless Steel Body, Stainless Steel Disc and Stem, ANSI Class 150, RPTFE Seat, Lever Handle
600-212H1SSRL | HPBFV Stainless Steel Class 150 | 2-1/2” | 1913.126 | 1 | 1 |  | 662527310651 | High Performance Butterfly Valve, Lug Style, Stainless Steel Body, Stainless Steel Disc and Stem, ANSI Class 150, RPTFE Seat, Lever Handle
600-03H1SSRL | HPBFV Stainless Steel Class 150 | 3” | 1974.346 | 1 | 1 |  | 662527310668 | High Performance Butterfly Valve, Lug Style, Stainless Steel Body, Stainless Steel Disc and Stem, ANSI Class 150, RPTFE Seat, Lever Handle
600-04H1SSRL | HPBFV Stainless Steel Class 150 | 4” | 2372.277 | 1 | 1 |  | 662527310675 | High Performance Butterfly Valve, Lug Style, Stainless Steel Body, Stainless Steel Disc and Stem, ANSI Class 150, RPTFE Seat, Lever Handle
600-05H1SSRL | HPBFV Stainless Steel Class 150 | 5" | 3336.492 | 1 | 1 |  | 662527311139 | High Performance Butterfly Valve, Lug Style, Stainless Steel Body, Stainless Steel Disc and Stem, ANSI Class 150, RPTFE Seat, Lever Handle
600-06H1SSRL | HPBFV Stainless Steel Class 150 | 6” | 4170.615 | 1 | 1 |  | 662527311146 | High Performance Butterfly Valve, Lug Style, Stainless Steel Body, Stainless Steel Disc and Stem, ANSI Class 150, RPTFE Seat, Lever Handle
600-02H1SSRG | HPBFV Stainless Steel Class 150 | 2” | 2096.786 | 1 | 1 |  | 662527311269 | High Performance Butterfly Valve, Lug Style, Stainless Steel Body, Stainless Steel Disc and Stem, ANSI Class 150, RPTFE Seat, Gear Operator
600-212H1SSRG | HPBFV Stainless Steel Class 150 | 2-1/2” | 2150.354 | 1 | 1 |  | 662527311214 | High Performance Butterfly Valve, Lug Style, Stainless Steel Body, Stainless Steel Disc and Stem, ANSI Class 150, RPTFE Seat, Gear Operator
600-03H1SSRG | HPBFV Stainless Steel Class 150 | 3” | 2311.057 | 1 | 1 |  | 662527311221 | High Performance Butterfly Valve, Lug Style, Stainless Steel Body, Stainless Steel Disc and Stem, ANSI Class 150, RPTFE Seat, Gear Operator
600-04H1SSRG | HPBFV Stainless Steel Class 150 | 4” | 2731.944 | 1 | 1 |  | 662527311238 | High Performance Butterfly Valve, Lug Style, Stainless Steel Body, Stainless Steel Disc and Stem, ANSI Class 150, RPTFE Seat, Gear Operator
600-05H1SSRG | HPBFV Stainless Steel Class 150 | 5" | 3611.982 | 1 | 1 |  | 662527311245 | High Performance Butterfly Valve, Lug Style, Stainless Steel Body, Stainless Steel Disc and Stem, ANSI Class 150, RPTFE Seat, Gear Operator
600-06H1SSRG | HPBFV Stainless Steel Class 150 | 6” | 4507.326 | 1 | 1 |  | 662527311252 | High Performance Butterfly Valve, Lug Style, Stainless Steel Body, Stainless Steel Disc and Stem, ANSI Class 150, RPTFE Seat, Gear Operator
600-08H1SSRG | HPBFV Stainless Steel Class 150 | 8” | 5616.939 | 1 | 1 |  | 662527310705 | High Performance Butterfly Valve, Lug Style, Stainless Steel Body, Stainless Steel Disc and Stem, ANSI Class 150, RPTFE Seat, Gear Operator
600-10H1SSRG | HPBFV Stainless Steel Class 150 | 10” | 8341.231 | 1 | 1 |  | 662527310712 | High Performance Butterfly Valve, Lug Style, Stainless Steel Body, Stainless Steel Disc and Stem, ANSI Class 150, RPTFE Seat, Gear Operator
600-12H1SSRG | HPBFV Stainless Steel Class 150 | 12” | 12029.738 | 1 | 1 |  | 662527310729 | High Performance Butterfly Valve, Lug Style, Stainless Steel Body, Stainless Steel Disc and Stem, ANSI Class 150, RPTFE Seat, Gear Operator
600-14H1SSRG | HPBFV Stainless Steel Class 150 | 14” | 24840.032 | 1 | 1 |  | 662527310736 | High Performance Butterfly Valve, Lug Style, Stainless Steel Body, Stainless Steel Disc and Stem, ANSI Class 150, RPTFE Seat, Gear Operator
600-16H1SSRG | HPBFV Stainless Steel Class 150 | 16” | 30571.758 | 1 | 1 |  | 662527310743 | High Performance Butterfly Valve, Lug Style, Stainless Steel Body, Stainless Steel Disc and Stem, ANSI Class 150, RPTFE Seat, Gear Operator
600-18H1SSRG | HPBFV Stainless Steel Class 150 | 18” | 45892.074 | 1 | 1 |  | 662527310750 | High Performance Butterfly Valve, Lug Style, Stainless Steel Body, Stainless Steel Disc and Stem, ANSI Class 150, RPTFE Seat, Gear Operator
600-20H1SSRG | HPBFV Stainless Steel Class 150 | 20” | 53376.224 | 1 | 1 |  | 662527310767 | High Performance Butterfly Valve, Lug Style, Stainless Steel Body, Stainless Steel Disc and Stem, ANSI Class 150, RPTFE Seat, Gear Operator
600-24H1SSRG | HPBFV Stainless Steel Class 150 | 24" | 91141.337 | 1 | 1 |  | 662527310774 | High Performance Butterfly Valve, Lug Style, Stainless Steel Body, Stainless Steel Disc and Stem, ANSI Class 150, RPTFE Seat, Gear Operator
600-02H1SSML | HPBFV Stainless Steel Class 150 | 2” | 2268.203 | 1 | 1 |  | 662527313560 | High Performance Butterfly Valve, Lug Style, Stainless Steel Body, Stainless Steel Disc and Stem, ANSI Class 150, Metal Seat, Lever Handle
600-212H1SSML | HPBFV Stainless Steel Class 150 | 2-1/2” | 2346.258 | 1 | 1 |  | 662527313669 | High Performance Butterfly Valve, Lug Style, Stainless Steel Body, Stainless Steel Disc and Stem, ANSI Class 150, Metal Seat, Lever Handle
600-03H1SSML | HPBFV Stainless Steel Class 150 | 3” | 2435.027 | 1 | 1 |  | 662527313584 | High Performance Butterfly Valve, Lug Style, Stainless Steel Body, Stainless Steel Disc and Stem, ANSI Class 150, Metal Seat, Lever Handle
600-04H1SSML | HPBFV Stainless Steel Class 150 | 4” | 2979.886 | 1 | 1 |  | 662527313607 | High Performance Butterfly Valve, Lug Style, Stainless Steel Body, Stainless Steel Disc and Stem, ANSI Class 150, Metal Seat, Lever Handle
600-05H1SSML | HPBFV Stainless Steel Class 150 | 5" | 4081.846 | 1 | 1 |  | 662527313621 | High Performance Butterfly Valve, Lug Style, Stainless Steel Body, Stainless Steel Disc and Stem, ANSI Class 150, Metal Seat, Lever Handle
600-06H1SSML | HPBFV Stainless Steel Class 150 | 6” | 5062.897 | 1 | 1 |  | 662527313645 | High Performance Butterfly Valve, Lug Style, Stainless Steel Body, Stainless Steel Disc and Stem, ANSI Class 150, Metal Seat, Lever Handle
600-02H1SSMG | HPBFV Stainless Steel Class 150 | 2” | 2497.778 | 1 | 1 |  | 662527313386 | High Performance Butterfly Valve, Lug Style, Stainless Steel Body, Stainless Steel Disc and Stem, ANSI Class 150, Metal Seat, Gear Operator
600-212H1SSMG | HPBFV Stainless Steel Class 150 | 2-1/2” | 2583.486 | 1 | 1 |  | 662527313546 | High Performance Butterfly Valve, Lug Style, Stainless Steel Body, Stainless Steel Disc and Stem, ANSI Class 150, Metal Seat, Gear Operator
600-03H1SSMG | HPBFV Stainless Steel Class 150 | 3” | 2771.737 | 1 | 1 |  | 662527313409 | High Performance Butterfly Valve, Lug Style, Stainless Steel Body, Stainless Steel Disc and Stem, ANSI Class 150, Metal Seat, Gear Operator
600-04H1SSMG | HPBFV Stainless Steel Class 150 | 4” | 3339.553 | 1 | 1 |  | 662527313423 | High Performance Butterfly Valve, Lug Style, Stainless Steel Body, Stainless Steel Disc and Stem, ANSI Class 150, Metal Seat, Gear Operator
600-05H1SSMG | HPBFV Stainless Steel Class 150 | 5" | 4357.336 | 1 | 1 |  | 662527313447 | High Performance Butterfly Valve, Lug Style, Stainless Steel Body, Stainless Steel Disc and Stem, ANSI Class 150, Metal Seat, Gear Operator
600-06H1SSMG | HPBFV Stainless Steel Class 150 | 6” | 5399.608 | 1 | 1 |  | 662527313461 | High Performance Butterfly Valve, Lug Style, Stainless Steel Body, Stainless Steel Disc and Stem, ANSI Class 150, Metal Seat, Gear Operator
600-08H1SSMG | HPBFV Stainless Steel Class 150 | 8” | 6194.885 | 1 | 1 |  | 662527313485 | High Performance Butterfly Valve, Lug Style, Stainless Steel Body, Stainless Steel Disc and Stem, ANSI Class 150, Metal Seat, Gear Operator
600-10H1SSMG | HPBFV Stainless Steel Class 150 | 10” | 8993.516 | 1 | 1 |  | 662527313508 | High Performance Butterfly Valve, Lug Style, Stainless Steel Body, Stainless Steel Disc and Stem, ANSI Class 150, Metal Seat, Gear Operator
600-12H1SSMG | HPBFV Stainless Steel Class 150 | 12” | 12746.887 | 1 | 1 |  | 662527313522 | High Performance Butterfly Valve, Lug Style, Stainless Steel Body, Stainless Steel Disc and Stem, ANSI Class 150, Metal Seat, Gear Operator
600-02H1SSFL | HPBFV Stainless Steel Class 150 | 2” | 2268.203 | 1 | 1 |  | 662527311337 | High Performance Butterfly Valve, Lug Style, Stainless Steel Body, Stainless Steel Disc and Stem, ANSI Class 150, Fire-Safe Seat, Lever Handle
600-212H1SSFL | HPBFV Stainless Steel Class 150 | 2-1/2” | 2346.258 | 1 | 1 |  | 662527311344 | High Performance Butterfly Valve, Lug Style, Stainless Steel Body, Stainless Steel Disc and Stem, ANSI Class 150, Fire-Safe Seat, Lever Handle
600-03H1SSFL | HPBFV Stainless Steel Class 150 | 3” | 2435.027 | 1 | 1 |  | 662527311351 | High Performance Butterfly Valve, Lug Style, Stainless Steel Body, Stainless Steel Disc and Stem, ANSI Class 150, Fire-Safe Seat, Lever Handle
600-04H1SSFL | HPBFV Stainless Steel Class 150 | 4” | 2979.886 | 1 | 1 |  | 662527311368 | High Performance Butterfly Valve, Lug Style, Stainless Steel Body, Stainless Steel Disc and Stem, ANSI Class 150, Fire-Safe Seat, Lever Handle
600-05H1SSFL | HPBFV Stainless Steel Class 150 | 5" | 4081.846 | 1 | 1 |  | 662527311375 | High Performance Butterfly Valve, Lug Style, Stainless Steel Body, Stainless Steel Disc and Stem, ANSI Class 150, Fire-Safe Seat, Lever Handle
600-06H1SSFL | HPBFV Stainless Steel Class 150 | 6” | 5062.897 | 1 | 1 |  | 662527311382 | High Performance Butterfly Valve, Lug Style, Stainless Steel Body, Stainless Steel Disc and Stem, ANSI Class 150, Fire-Safe Seat, Lever Handle
600-02H1SSFG | HPBFV Stainless Steel Class 150 | 2” | 2497.778 | 1 | 1 |  | 662527311481 | High Performance Butterfly Valve, Lug Style, Stainless Steel Body, Stainless Steel Disc and Stem, ANSI Class 150, Fire-Safe Seat, Gear Operator
600-212H1SSFG | HPBFV Stainless Steel Class 150 | 2-1/2” | 2583.486 | 1 | 1 |  | 662527311498 | High Performance Butterfly Valve, Lug Style, Stainless Steel Body, Stainless Steel Disc and Stem, ANSI Class 150, Fire-Safe Seat, Gear Operator
600-03H1SSFG | HPBFV Stainless Steel Class 150 | 3” | 2771.737 | 1 | 1 |  | 662527311504 | High Performance Butterfly Valve, Lug Style, Stainless Steel Body, Stainless Steel Disc and Stem, ANSI Class 150, Fire-Safe Seat, Gear Operator
600-04H1SSFG | HPBFV Stainless Steel Class 150 | 4” | 3339.553 | 1 | 1 |  | 662527311511 | High Performance Butterfly Valve, Lug Style, Stainless Steel Body, Stainless Steel Disc and Stem, ANSI Class 150, Fire-Safe Seat, Gear Operator
600-05H1SSFG | HPBFV Stainless Steel Class 150 | 5" | 4357.336 | 1 | 1 |  | 662527311528 | High Performance Butterfly Valve, Lug Style, Stainless Steel Body, Stainless Steel Disc and Stem, ANSI Class 150, Fire-Safe Seat, Gear Operator
600-06H1SSFG | HPBFV Stainless Steel Class 150 | 6” | 5399.608 | 1 | 1 |  | 662527311535 | High Performance Butterfly Valve, Lug Style, Stainless Steel Body, Stainless Steel Disc and Stem, ANSI Class 150, Fire-Safe Seat, Gear Operator
600-08H1SSFG | HPBFV Stainless Steel Class 150 | 8” | 6821.443 | 1 | 1 |  | 662527311542 | High Performance Butterfly Valve, Lug Style, Stainless Steel Body, Stainless Steel Disc and Stem, ANSI Class 150, Fire-Safe Seat, Gear Operator
600-10H1SSFG | HPBFV Stainless Steel Class 150 | 10” | 10138.039 | 1 | 1 |  | 662527311559 | High Performance Butterfly Valve, Lug Style, Stainless Steel Body, Stainless Steel Disc and Stem, ANSI Class 150, Fire-Safe Seat, Gear Operator
600-12H1SSFG | HPBFV Stainless Steel Class 150 | 12” | 14573.431 | 1 | 1 |  | 662527311566 | High Performance Butterfly Valve, Lug Style, Stainless Steel Body, Stainless Steel Disc and Stem, ANSI Class 150, Fire-Safe Seat, Gear Operator
600-02H3CSRL | HPBFV Carbon Steel Class 300 | 2” | 1637.295 | 1 | 1 |  | 662527315410 | High Performance Butterfly Valve, Lug Style, Carbon Steel Body, Stainless Steel Disc and Stem, ANSI Class 300, RPTFE Seat, Lever Handle
600-212H3CSRL | HPBFV Carbon Steel Class 300 | 2-1/2” | 1683.03 | 1 | 1 |  | 662527315427 | High Performance Butterfly Valve, Lug Style, Carbon Steel Body, Stainless Steel Disc and Stem, ANSI Class 300, RPTFE Seat, Lever Handle
600-03H3CSRL | HPBFV Carbon Steel Class 300 | 3” | 1771.61 | 1 | 1 |  | 662527315434 | High Performance Butterfly Valve, Lug Style, Carbon Steel Body, Stainless Steel Disc and Stem, ANSI Class 300, RPTFE Seat, Lever Handle
600-04H3CSRL | HPBFV Carbon Steel Class 300 | 4” | 2122.241 | 1 | 1 |  | 662527315441 | High Performance Butterfly Valve, Lug Style, Carbon Steel Body, Stainless Steel Disc and Stem, ANSI Class 300, RPTFE Seat, Lever Handle
600-02H3CSRG | HPBFV Carbon Steel Class 300 | 2” | 1827.856 | 1 | 1 |  | 662527315496 | High Performance Butterfly Valve, Lug Style, Carbon Steel Body, Stainless Steel Disc and Stem, ANSI Class 300, RPTFE Seat, Gear Operator
600-212H3CSRG | HPBFV Carbon Steel Class 300 | 2-1/2” | 1871.584 | 1 | 1 |  | 662527315502 | High Performance Butterfly Valve, Lug Style, Carbon Steel Body, Stainless Steel Disc and Stem, ANSI Class 300, RPTFE Seat, Gear Operator
600-03H3CSRG | HPBFV Carbon Steel Class 300 | 3” | 1931.607 | 1 | 1 |  | 662527315519 | High Performance Butterfly Valve, Lug Style, Carbon Steel Body, Stainless Steel Disc and Stem, ANSI Class 300, RPTFE Seat, Gear Operator
600-04H3CSRG | HPBFV Carbon Steel Class 300 | 4” | 2270.05 | 1 | 1 |  | 662527315526 | High Performance Butterfly Valve, Lug Style, Carbon Steel Body, Stainless Steel Disc and Stem, ANSI Class 300, RPTFE Seat, Gear Operator
600-05H3CSRG | HPBFV Carbon Steel Class 300 | 5" | 2698.117 | 1 | 1 |  | 662527315533 | High Performance Butterfly Valve, Lug Style, Carbon Steel Body, Stainless Steel Disc and Stem, ANSI Class 300, RPTFE Seat, Gear Operator
600-06H3CSRG | HPBFV Carbon Steel Class 300 | 6” | 3058.377 | 1 | 1 |  | 662527315540 | High Performance Butterfly Valve, Lug Style, Carbon Steel Body, Stainless Steel Disc and Stem, ANSI Class 300, RPTFE Seat, Gear Operator
600-08H3CSRG | HPBFV Carbon Steel Class 300 | 8” | 3645.642 | 1 | 1 |  | 662527315557 | High Performance Butterfly Valve, Lug Style, Carbon Steel Body, Stainless Steel Disc and Stem, ANSI Class 300, RPTFE Seat, Gear Operator
600-10H3CSRG | HPBFV Carbon Steel Class 300 | 10” | 5080.196 | 1 | 1 |  | 662527315564 | High Performance Butterfly Valve, Lug Style, Carbon Steel Body, Stainless Steel Disc and Stem, ANSI Class 300, RPTFE Seat, Gear Operator
600-12H3CSRG | HPBFV Carbon Steel Class 300 | 12” | 7004.727 | 1 | 1 |  | 662527315571 | High Performance Butterfly Valve, Lug Style, Carbon Steel Body, Stainless Steel Disc and Stem, ANSI Class 300, RPTFE Seat, Gear Operator
600-02H3SSRL | HPBFV Stainless Steel Class 300 | 2” | 2133.956 | 1 | 1 |  | 662527315588 | High Performance Butterfly Valve, Lug Style, Stainless Steel Body, Stainless Steel Disc and Stem, ANSI Class 300, RPTFE Seat, Lever Handle
600-212H3SSRL | HPBFV Stainless Steel Class 300 | 2-1/2” | 2186.43 | 1 | 1 |  | 662527315595 | High Performance Butterfly Valve, Lug Style, Stainless Steel Body, Stainless Steel Disc and Stem, ANSI Class 300, RPTFE Seat, Lever Handle
600-03H3SSRL | HPBFV Stainless Steel Class 300 | 3” | 2205.782 | 1 | 1 |  | 662527315601 | High Performance Butterfly Valve, Lug Style, Stainless Steel Body, Stainless Steel Disc and Stem, ANSI Class 300, RPTFE Seat, Lever Handle
600-04H3SSRL | HPBFV Stainless Steel Class 300 | 4” | 2321.348 | 1 | 1 |  | 662527315618 | High Performance Butterfly Valve, Lug Style, Stainless Steel Body, Stainless Steel Disc and Stem, ANSI Class 300, RPTFE Seat, Lever Handle
600-02H3SSRG | HPBFV Stainless Steel Class 300 | 2” | 2396.327 | 1 | 1 |  | 662527315748 | High Performance Butterfly Valve, Lug Style, Stainless Steel Body, Stainless Steel Disc and Stem, ANSI Class 300, RPTFE Seat, Gear Operator
600-212H3SSRG | HPBFV Stainless Steel Class 300 | 2-1/2” | 2457.547 | 1 | 1 |  | 662527315670 | High Performance Butterfly Valve, Lug Style, Stainless Steel Body, Stainless Steel Disc and Stem, ANSI Class 300, RPTFE Seat, Gear Operator
600-03H3SSRG | HPBFV Stainless Steel Class 300 | 3” | 2350.475 | 1 | 1 |  | 662527315687 | High Performance Butterfly Valve, Lug Style, Stainless Steel Body, Stainless Steel Disc and Stem, ANSI Class 300, RPTFE Seat, Gear Operator
600-04H3SSRG | HPBFV Stainless Steel Class 300 | 4” | 2525.947 | 1 | 1 |  | 662527315694 | High Performance Butterfly Valve, Lug Style, Stainless Steel Body, Stainless Steel Disc and Stem, ANSI Class 300, RPTFE Seat, Gear Operator
600-05H3SSRG | HPBFV Stainless Steel Class 300 | 5" | 3478.779 | 1 | 1 |  | 662527315755 | High Performance Butterfly Valve, Lug Style, Stainless Steel Body, Stainless Steel Disc and Stem, ANSI Class 300, RPTFE Seat, Gear Operator
600-06H3SSRG | HPBFV Stainless Steel Class 300 | 6” | 4341.103 | 1 | 1 |  | 662527315700 | High Performance Butterfly Valve, Lug Style, Stainless Steel Body, Stainless Steel Disc and Stem, ANSI Class 300, RPTFE Seat, Gear Operator
600-08H3SSRG | HPBFV Stainless Steel Class 300 | 8” | 5496.352 | 1 | 1 |  | 662527315717 | High Performance Butterfly Valve, Lug Style, Stainless Steel Body, Stainless Steel Disc and Stem, ANSI Class 300, RPTFE Seat, Gear Operator
600-10H3SSRG | HPBFV Stainless Steel Class 300 | 10” | 9640.344 | 1 | 1 |  | 662527315724 | High Performance Butterfly Valve, Lug Style, Stainless Steel Body, Stainless Steel Disc and Stem, ANSI Class 300, RPTFE Seat, Gear Operator
600-12H3SSRG | HPBFV Stainless Steel Class 300 | 12” | 14830.21 | 1 | 1 |  | 662527315731 | High Performance Butterfly Valve, Lug Style, Stainless Steel Body, Stainless Steel Disc and Stem, ANSI Class 300, RPTFE Seat, Gear Operator
HPLH2 | HPBFV Lever Handle | 2" | 168.584 | 1 | 1 |  | 662527310507 | Lever Handle, Fits High Performance Butterfly Valves, Ten Position, Lockable
HPLH2.5-5 | HPBFV Lever Handle | 2.5",3",4",5" | 168.584 | 1 | 1 |  | 662527311115 | Lever Handle, Fits High Performance Butterfly Valves, Ten Position, Lockable
HPLH6 | HPBFV Lever Handle | 6" | 206.575 | 1 | 1 |  | 662527310804 | Lever Handle, Fits High Performance Butterfly Valves, Ten Position, Lockable
HPLH2SS | HPBFV Lever Handle | 2" | 645.843 | 1 | 1 |  | 662527311856 | Lever Handle, Fits High Performance Butterfly Valves, Ten Position, Lockable, Stainless Steel
HPLH2.5-5SS | HPBFV Lever Handle | 2.5",3",4",5" | 645.843 | 1 | 1 |  | 662527311863 | Lever Handle, Fits High Performance Butterfly Valves, Ten Position, Lockable, Stainless Steel
HPLH6SS | HPBFV Lever Handle | 6" | 793.057 | 1 | 1 |  | 662527311870 | Lever Handle, Fits High Performance Butterfly Valves, Ten Position, Lockable, Stainless Steel
HPBGO2 | HPBFV Gear Operator | 2" | 408.401 | 1 | 1 |  | 662527310811 | Gear Operator, Fits High Performance Butterfly Valves
HPBGO2.5-5 | HPBFV Gear Operator | 2.5",3",4",5" | 408.401 | 1 | 1 |  | 662527310828 | Gear Operator, Fits High Performance Butterfly Valves
HPBGO6-8 | HPBFV Gear Operator | 6",8" | 470.136 | 1 | 1 |  | 662527310835 | Gear Operator, Fits High Performance Butterfly Valves
HPBGO10 | HPBFV Gear Operator | 10" | 479.633 | 1 | 1 |  | 662527310842 | Gear Operator, Fits High Performance Butterfly Valves
HPBGO12 | HPBFV Gear Operator | 12" | 567.487 | 1 | 1 |  | 662527310859 | Gear Operator, Fits High Performance Butterfly Valves
HPBGO14 | HPBFV Gear Operator | 14" | 674.336 | 1 | 1 |  | 662527310866 | Gear Operator, Fits High Performance Butterfly Valves
HPBGO16 | HPBFV Gear Operator | 16" | 1476.891 | 1 | 1 |  | 662527310873 | Gear Operator, Fits High Performance Butterfly Valves
HPBGO18 | HPBFV Gear Operator | 18" | 1498.26 | 1 | 1 |  | 662527310880 | Gear Operator, Fits High Performance Butterfly Valves
HPBGO20 | HPBFV Gear Operator | 20" | 1555.247 | 1 | 1 |  | 662527310897 | Gear Operator, Fits High Performance Butterfly Valves
HPBGO24 | HPBFV Gear Operator | 24" | 1571.867 | 1 | 1 |  | 662527310903 | Gear Operator, Fits High Performance Butterfly Valves
103-353G | T-351G | 1/2" | 43.234 | 6 | 84 | 30 | 662527312983 | Lead Free Bronze Gate Valve, Rising Stem, Solid Wedge, Threaded Connection, 300 CWP
103-354G | T-351G | 3/4" | 63.611 | 5 | 50 | 26 | 662527312990 | Lead Free Bronze Gate Valve, Rising Stem, Solid Wedge, Threaded Connection, 300 CWP
103-355G | T-351G | 1" | 93.249 | 5 | 40 | 32 | 662527313003 | Lead Free Bronze Gate Valve, Rising Stem, Solid Wedge, Threaded Connection, 300 CWP
103-356G | T-351G | 1-1/4" | 127.653 | 4 | 32 | 35 | 662527313010 | Lead Free Bronze Gate Valve, Rising Stem, Solid Wedge, Threaded Connection, 300 CWP
103-357G | T-351G | 1-1/2" | 170.939 | 4 | 16 | 24 | 662527313027 | Lead Free Bronze Gate Valve, Rising Stem, Solid Wedge, Threaded Connection, 300 CWP
103-358G | T-351G | 2" | 274.462 | 3 | 12 | 29 | 662527313034 | Lead Free Bronze Gate Valve, Rising Stem, Solid Wedge, Threaded Connection, 300 CWP
103-453G | S-351G | 1/2" | 43.234 | 6 | 84 | 27 | 662527313041 | Lead Free Bronze Gate Valve, Rising Stem, Solid Wedge, Solder Connection, 300 CWP
103-454G | S-351G | 3/4" | 63.611 | 5 | 50 | 24 | 662527313058 | Lead Free Bronze Gate Valve, Rising Stem, Solid Wedge, Solder Connection, 300 CWP
103-455G | S-351G | 1" | 93.249 | 5 | 40 | 30 | 662527313065 | Lead Free Bronze Gate Valve, Rising Stem, Solid Wedge, Solder Connection, 300 CWP
103-456G | S-351G | 1-1/4" | 127.653 | 4 | 32 | 33 | 662527313072 | Lead Free Bronze Gate Valve, Rising Stem, Solid Wedge, Solder Connection, 300 CWP
103-457G | S-351G | 1-1/2" | 170.939 | 4 | 16 | 23 | 662527313089 | Lead Free Bronze Gate Valve, Rising Stem, Solid Wedge, Solder Connection, 300 CWP
103-458G | S-351G | 2" | 274.462 | 3 | 12 | 28 | 662527313096 | Lead Free Bronze Gate Valve, Rising Stem, Solid Wedge, Solder Connection, 300 CWP
103-303G | T-301G | 1/2" | 28.004 | 120 | 10 | 72 | 662527294418 | Lead Free Brass Gate Valve, Non-Rising Stem, Solid Wedge, Threaded Connection, 200 WOG
103-304G | T-301G | 3/4" | 38.422 | 90 | 10 | 77 | 662527294425 | Lead Free Brass Gate Valve, Non-Rising Stem, Solid Wedge, Threaded Connection, 200 WOG
103-305G | T-301G | 1" | 57.091 | 40 | 5 | 48 | 662527294432 | Lead Free Brass Gate Valve, Non-Rising Stem, Solid Wedge, Threaded Connection, 200 WOG
103-306G | T-301G | 1-1/4" | 80.511 | 40 | 5 | 74 | 662527294449 | Lead Free Brass Gate Valve, Non-Rising Stem, Solid Wedge, Threaded Connection, 200 WOG
103-307G | T-301G | 1-1/2" | 102.347 | 32 | 4 | 72 | 662527294456 | Lead Free Brass Gate Valve, Non-Rising Stem, Solid Wedge, Threaded Connection, 200 WOG
103-308G | T-301G | 2" | 155.77 | 20 | 2 | 57 | 662527294463 | Lead Free Brass Gate Valve, Non-Rising Stem, Solid Wedge, Threaded Connection, 200 WOG
103-403G | S-301G | 1/2" | 28.004 | 120 | 10 | 72 | 662527294500 | Lead Free Brass Gate Valve, Non-Rising Stem, Solid Wedge, Solder Connection, 200 WOG
103-404G | S-301G | 3/4" | 38.422 | 90 | 10 | 77 | 662527294517 | Lead Free Brass Gate Valve, Non-Rising Stem, Solid Wedge, Solder Connection, 200 WOG
103-405G | S-301G | 1" | 57.091 | 40 | 5 | 48 | 662527294524 | Lead Free Brass Gate Valve, Non-Rising Stem, Solid Wedge, Solder Connection, 200 WOG
103-406G | S-301G | 1-1/4" | 80.511 | 40 | 5 | 74 | 662527294531 | Lead Free Brass Gate Valve, Non-Rising Stem, Solid Wedge, Solder Connection, 200 WOG
103-407G | S-301G | 1-1/2" | 102.347 | 32 | 4 | 72 | 662527294548 | Lead Free Brass Gate Valve, Non-Rising Stem, Solid Wedge, Solder Connection, 200 WOG
103-408G | S-301G | 2" | 155.77 | 20 | 2 | 68 | 662527294555 | Lead Free Brass Gate Valve, Non-Rising Stem, Solid Wedge, Solder Connection, 200 WOG
103-301 | T-301 | 1/4" | 19.653 | 120 | 10 | 58 | 662527295682 | Brass Gate Valve, Non-Rising Stem, Solid Wedge, Threaded Connection, 200 WOG
103-302 | T-301 | 3/8" | 19.653 | 120 | 10 | 68 | 662527295699 | Brass Gate Valve, Non-Rising Stem, Solid Wedge, Threaded Connection, 200 WOG
103-303 | T-301 | 1/2" | 19.653 | 120 | 10 | 48 | 662527295705 | Brass Gate Valve, Non-Rising Stem, Solid Wedge, Threaded Connection, 200 WOG
103-304 | T-301 | 3/4" | 27.004 | 90 | 10 | 77 | 662527295712 | Brass Gate Valve, Non-Rising Stem, Solid Wedge, Threaded Connection, 200 WOG
103-305 | T-301 | 1" | 40.13 | 60 | 5 | 48 | 662527295729 | Brass Gate Valve, Non-Rising Stem, Solid Wedge, Threaded Connection, 200 WOG
103-306 | T-301 | 1-1/4" | 56.482 | 40 | 5 | 74 | 662527295736 | Brass Gate Valve, Non-Rising Stem, Solid Wedge, Threaded Connection, 200 WOG
103-307 | T-301 | 1-1/2" | 77.232 | 32 | 4 | 54 | 662527295743 | Brass Gate Valve, Non-Rising Stem, Solid Wedge, Threaded Connection, 200 WOG
103-308 | T-301 | 2" | 109.364 | 20 | 2 | 54 | 662527295750 | Brass Gate Valve, Non-Rising Stem, Solid Wedge, Threaded Connection, 200 WOG
103-309 | T-301 | 2-1/2" | 215.145 | 12 | 2 | 88 | 662527295767 | Brass Gate Valve, Non-Rising Stem, Solid Wedge, Threaded Connection, 200 WOG
103-310 | T-301 | 3" | 292.441 | 8 |  | 81 | 662527295774 | Brass Gate Valve, Non-Rising Stem, Solid Wedge, Threaded Connection, 200 WOG
103-311 | T-301 | 4" | 452.352 | 2 |  | 27 | 662527295781 | Brass Gate Valve, Non-Rising Stem, Solid Wedge, Threaded Connection, 200 WOG
103-403 | S-301 | 1/2" | 19.653 | 120 | 10 | 72 | 662527295798 | Brass Gate Valve, Non-Rising Stem, Solid Wedge, Solder Connection, 200 WOG
103-404 | S-301 | 3/4" | 26.499 | 90 | 10 | 77 | 662527295804 | Brass Gate Valve, Non-Rising Stem, Solid Wedge, Solder Connection, 200 WOG
103-405 | S-301 | 1" | 39.38 | 60 | 5 | 72 | 662527295811 | Brass Gate Valve, Non-Rising Stem, Solid Wedge, Solder Connection, 200 WOG
103-406 | S-301 | 1-1/4" | 55.427 | 40 | 5 | 74 | 662527295828 | Brass Gate Valve, Non-Rising Stem, Solid Wedge, Solder Connection, 200 WOG
103-407 | S-301 | 1-1/2" | 73.874 | 32 | 4 | 72 | 662527295835 | Brass Gate Valve, Non-Rising Stem, Solid Wedge, Solder Connection, 200 WOG
103-408 | S-301 | 2" | 107.32 | 20 | 2 | 68 | 662527295842 | Brass Gate Valve, Non-Rising Stem, Solid Wedge, Solder Connection, 200 WOG
103-409 | S-301 | 2-1/2" | 204.9 | 12 | 2 | 88 | 662527295859 | Brass Gate Valve, Non-Rising Stem, Solid Wedge, Solder Connection, 200 WOG
103-410 | S-301 | 3" | 278.515 | 8 |  | 81 | 662527295866 | Brass Gate Valve, Non-Rising Stem, Solid Wedge, Solder Connection, 200 WOG
103-525 | F-351 | 2-1/2" | 705.593 |  |  | 44 | 662527308597 | Cast Iron Gate Valve, Non-Rising Stem, Solid Wedge, Bolted Bonnet, Class 125
103-503 | F-351 | 3" | 791.504 |  |  | 55 | 662527308603 | Cast Iron Gate Valve, Non-Rising Stem, Solid Wedge, Bolted Bonnet, Class 125
103-504 | F-351 | 4" | 1252.527 |  |  | 99 | 662527308610 | Cast Iron Gate Valve, Non-Rising Stem, Solid Wedge, Bolted Bonnet, Class 125
103-506 | F-351 | 6" | 2362.645 |  |  | 183 | 662527308627 | Cast Iron Gate Valve, Non-Rising Stem, Solid Wedge, Bolted Bonnet, Class 125
103-508 | F-351 | 8" | 3623.331 |  |  | 249 | 662527308634 | Cast Iron Gate Valve, Non-Rising Stem, Solid Wedge, Bolted Bonnet, Class 125
103-625 | F-361 | 2-1/2" | 787.462 |  |  | 48 | 662527308665 | Cast Iron Gate Valve, Rising Stem, Solid Wedge, Bolted Bonnet, OS&Y, Class 125
103-603 | F-361 | 3" | 943.55 |  |  | 59 | 662527308672 | Cast Iron Gate Valve, Rising Stem, Solid Wedge, Bolted Bonnet, OS&Y, Class 125
103-604 | F-361 | 4" | 1460.007 |  |  | 105 | 662527308689 | Cast Iron Gate Valve, Rising Stem, Solid Wedge, Bolted Bonnet, OS&Y, Class 125
103-606 | F-361 | 6" | 2583.834 |  |  | 194 | 662527308696 | Cast Iron Gate Valve, Rising Stem, Solid Wedge, Bolted Bonnet, OS&Y, Class 125
103-608 | F-361 | 8" | 3950.595 |  |  | 272 | 662527308702 | Cast Iron Gate Valve, Rising Stem, Solid Wedge, Bolted Bonnet, OS&Y, Class 125
103-610 | F-361 | 10" | 5741.507 |  |  | 438 | 662527308719 | Cast Iron Gate Valve, Rising Stem, Solid Wedge, Bolted Bonnet, OS&Y, Class 125
103-612 | F-361 | 12" | 7830.433 |  |  | 608 | 662527308726 | Cast Iron Gate Valve, Rising Stem, Solid Wedge, Bolted Bonnet, OS&Y, Class 125
105-303G | T-511G | 1/2" | 41.411 | 60 | 10 | 34 | 662527298720 | Lead Free Bronze Check Valve, Swing, Y-Pattern, Threaded Connection, 300 WOG, Class 150
105-304G | T-511G | 3/4" | 63.999 | 40 | 10 | 36 | 662527298737 | Lead Free Bronze Check Valve, Swing, Y-Pattern, Threaded Connection, 300 WOG, Class 150
105-305G | T-511G | 1" | 93.63 | 30 | 10 | 40 | 662527298744 | Lead Free Bronze Check Valve, Swing, Y-Pattern, Threaded Connection, 300 WOG, Class 150
105-306G | T-511G | 1-1/4" | 132.734 | 20 | 5 | 39 | 662527298751 | Lead Free Bronze Check Valve, Swing, Y-Pattern, Threaded Connection, 300 WOG, Class 150
105-307G | T-511G | 1-1/2" | 188.718 | 16 | 4 | 41 | 662527298768 | Lead Free Bronze Check Valve, Swing, Y-Pattern, Threaded Connection, 300 WOG, Class 150
105-308G | T-511G | 2" | 284.17 | 8 | 2 | 32 | 662527298775 | Lead Free Bronze Check Valve, Swing, Y-Pattern, Threaded Connection, 300 WOG, Class 150
105-403G | S-511G | 1/2" | 41.411 | 60 | 10 | 31 | 662527298782 | Lead Free Bronze Check Valve, Swing, Y-Pattern, Solder Connection, 300 WOG, Class 150
105-404G | S-511G | 3/4" | 63.999 | 40 | 10 | 36 | 662527298799 | Lead Free Bronze Check Valve, Swing, Y-Pattern, Solder Connection, 300 WOG, Class 150
105-405G | S-511G | 1" | 93.63 | 30 | 10 | 41 | 662527298805 | Lead Free Bronze Check Valve, Swing, Y-Pattern, Solder Connection, 300 WOG, Class 150
105-406G | S-511G | 1-1/4" | 132.734 | 20 | 5 | 41 | 662527298812 | Lead Free Bronze Check Valve, Swing, Y-Pattern, Solder Connection, 300 WOG, Class 150
105-407G | S-511G | 1-1/2" | 188.718 | 16 | 4 | 41 | 662527298829 | Lead Free Bronze Check Valve, Swing, Y-Pattern, Solder Connection, 300 WOG, Class 150
105-408G | S-511G | 2" | 284.17 | 8 | 2 | 34 | 662527298836 | Lead Free Bronze Check Valve, Swing, Y-Pattern, Solder Connection, 300 WOG, Class 150
105-553G | P-511G | 1/2" | 61.288 | 48 | 6 | 36 | 662527328779 | Lead Free Bronze Check Valve, Swing, Y-Pattern, Press Connection, 200 WOG, Class 150
105-554G | P-511G | 3/4" | 94.718 | 32 | 4 | 38 | 662527328786 | Lead Free Bronze Check Valve, Swing, Y-Pattern, Press Connection, 200 WOG, Class 150
105-555G | P-511G | 1" | 161.044 | 24 | 4 | 40 | 662527328793 | Lead Free Bronze Check Valve, Swing, Y-Pattern, Press Connection, 200 WOG, Class 150
105-556G | P-511G | 1-1/4" | 225.648 | 16 | 4 | 38 | 662527328809 | Lead Free Bronze Check Valve, Swing, Y-Pattern, Press Connection, 200 WOG, Class 150
105-557G | P-511G | 1-1/2" | 324.595 | 12 | 1 | 43 | 662527328816 | Lead Free Bronze Check Valve, Swing, Y-Pattern, Press Connection, 200 WOG, Class 150
105-558G | P-511G | 2" | 488.772 | 6 | 1 | 32 | 662527328823 | Lead Free Bronze Check Valve, Swing, Y-Pattern, Press Connection, 200 WOG, Class 150
105-603G | T-521G | 1/2” | 37.768 | 100 | 25 | 33 | 662527305008 | Lead Free Brass Check Valve, Inline, Threaded Connection, 300 WOG, Class 150
105-604G | T-521G | 3/4” | 50.169 | 128 | 16 | 52 | 662527305015 | Lead Free Brass Check Valve, Inline, Threaded Connection, 300 WOG, Class 150
105-605G | T-521G | 1” | 75.16 | 96 | 12 | 62 | 662527305022 | Lead Free Brass Check Valve, Inline, Threaded Connection, 300 WOG, Class 150
105-606G | T-521G | 1-1/4” | 126.161 | 36 | 9 | 39 | 662527305039 | Lead Free Brass Check Valve, Inline, Threaded Connection, 300 WOG, Class 150
105-607G | T-521G | 1-1/2” | 139.558 | 32 | 8 | 38 | 662527305046 | Lead Free Brass Check Valve, Inline, Threaded Connection, 300 WOG, Class 150
105-608G | T-521G | 2” | 235.952 | 16 | 4 | 36 | 662527305053 | Lead Free Brass Check Valve, Inline, Threaded Connection, 300 WOG, Class 150
105-613G | S-521G | 1/2” | 38.331 | 100 | 25 | 33 | 662527305060 | Lead Free Brass Check Valve, Inline, Solder Connection, 300 WOG, Class 150
105-614G | S-521G | 3/4” | 50.697 | 128 | 16 | 54 | 662527305077 | Lead Free Brass Check Valve, Inline, Solder Connection, 300 WOG, Class 150
105-615G | S-521G | 1” | 74.989 | 96 | 12 | 60 | 662527305084 | Lead Free Brass Check Valve, Inline, Solder Connection, 300 WOG, Class 150
105-616G | S-521G | 1-1/4” | 127.942 | 48 | 6 | 52 | 662527305091 | Lead Free Brass Check Valve, Inline, Solder Connection, 300 WOG, Class 150
105-617G | S-521G | 1-1/2” | 142.078 | 32 | 4 | 40 | 662527305107 | Lead Free Brass Check Valve, Inline, Solder Connection, 300 WOG, Class 150
105-618G | S-521G | 2” | 238.348 | 16 | 2 | 42 | 662527305114 | Lead Free Brass Check Valve, Inline, Solder Connection, 300 WOG, Class 150
105-643G | T-521G MxF | 1/2” | 49.837 | 25 | 100 | 40 | 662527329127 | Lead Free Brass Check Valve, Inline, MIP x FIP Connection, 300 WOG, Class 150
105-644G | T-521G MxF | 3/4” | 66.201 | 16 | 64 | 33 | 662527329134 | Lead Free Brass Check Valve, Inline, MIP x FIP Connection, 300 WOG, Class 150
105-645G | T-521G MxF | 1” | 99.178 | 9 | 36 | 28 | 662527329141 | Lead Free Brass Check Valve, Inline, MIP x FIP Connection, 300 WOG, Class 150
105-646G | T-521G MxF | 1-1/4” | 166.477 | 6 | 24 | 31 | 662527329158 | Lead Free Brass Check Valve, Inline, MIP x FIP Connection, 300 WOG, Class 150
105-647G | T-521G MxF | 1-1/2” | 188.159 | 5 | 20 | 31 | 662527329165 | Lead Free Brass Check Valve, Inline, MIP x FIP Connection, 300 WOG, Class 150
105-648G | T-521G MxF | 2” | 311.353 | 4 | 16 | 41 | 662527329172 | Lead Free Brass Check Valve, Inline, MIP x FIP Connection, 300 WOG, Class 150
105-623G | P-521G | 1/2" | 43.42 | 120 | 20 | 35 | 662527309792 | Lead Free Brass Check Valve, Inline, Press Connection, 300 WOG, Class 150
105-624G | P-521G | 3/4" | 56.53 | 96 | 8 | 42 | 662527309808 | Lead Free Brass Check Valve, Inline, Press Connection, 300 WOG, Class 150
105-625G | P-521G | 1" | 82.952 | 68 | 17 | 36 | 662527309815 | Lead Free Brass Check Valve, Inline, Press Connection, 300 WOG, Class 150
105-626G | P-521G | 1-1/4" | 135.868 | 32 | 4 | 31 | 662527309822 | Lead Free Brass Check Valve, Inline, Press Connection, 300 WOG, Class 150
105-627G | P-521G | 1-1/2" | 165.967 | 24 | 3 | 38 | 662527309839 | Lead Free Brass Check Valve, Inline, Press Connection, 300 WOG, Class 150
105-628G | P-521G | 2" | 254.929 | 18 | 3 | 40 | 662527309846 | Lead Free Brass Check Valve, Inline, Press Connection, 300 WOG, Class 150
105-633G | E-521G | 1/2" | 42.521 | 80 | 20 | 33 | 662527311719 | Lead Free Brass Check Valve, Inline, Expansion Pex Connection, 300 WOG, Class 150
105-634G | E-521G | 3/4" | 54.878 | 80 | 20 | 33 | 662527311726 | Lead Free Brass Check Valve, Inline, Expansion Pex Connection, 300 WOG, Class 150
105-635G | E-521G | 1" | 82.812 | 72 | 18 | 33 | 662527311733 | Lead Free Brass Check Valve, Inline, Expansion Pex Connection, 300 WOG, Class 150
105-103G | T-501G | 1/2" | 22.235 | 120 | 10 | 54 | 662527294609 | Lead Free Brass Check Valve, Horizontal Swing, Threaded Connection, 200 WOG, Class 125
105-104G | T-501G | 3/4" | 28.927 | 100 | 10 | 47 | 662527294616 | Lead Free Brass Check Valve, Horizontal Swing, Threaded Connection, 200 WOG, Class 125
105-105G | T-501G | 1" | 38.922 | 72 | 6 | 60 | 662527294623 | Lead Free Brass Check Valve, Horizontal Swing, Threaded Connection, 200 WOG, Class 125
105-106G | T-501G | 1-1/4" | 65.54 | 60 | 5 | 59 | 662527294630 | Lead Free Brass Check Valve, Horizontal Swing, Threaded Connection, 200 WOG, Class 125
105-107G | T-501G | 1-1/2" | 83.01 | 32 | 4 | 54 | 662527294647 | Lead Free Brass Check Valve, Horizontal Swing, Threaded Connection, 200 WOG, Class 125
105-108G | T-501G | 2" | 131.482 | 20 | 2 | 55 | 662527294654 | Lead Free Brass Check Valve, Horizontal Swing, Threaded Connection, 200 WOG, Class 125
105-109G | T-501G | 2-1/2” | 281.234 | 12 | 2 | 58 | 662527294661 | Lead Free Brass Check Valve, Horizontal Swing, Threaded Connection, 200 WOG, Class 125
105-110G | T-501G | 3” | 399.609 | 6 |  | 43 | 662527294678 | Lead Free Brass Check Valve, Horizontal Swing, Threaded Connection, 200 WOG, Class 125
105-111G | T-501G | 4” | 584.721 | 4 |  | 43 | 662527294685 | Lead Free Brass Check Valve, Horizontal Swing, Threaded Connection, 200 WOG, Class 125
105-203G | S-501G | 1/2" | 22.235 | 120 | 10 | 48 | 662527294692 | Lead Free Brass Check Valve, Horizontal Swing, Solder Connection, 200 WOG, Class 125
105-204G | S-501G | 3/4" | 28.927 | 100 | 10 | 60 | 662527294708 | Lead Free Brass Check Valve, Horizontal Swing, Solder Connection, 200 WOG, Class 125
105-205G | S-501G | 1" | 38.922 | 72 | 6 | 63 | 662527294715 | Lead Free Brass Check Valve, Horizontal Swing, Solder Connection, 200 WOG, Class 125
105-206G | S-501G | 1-1/4" | 65.54 | 40 | 5 | 59 | 662527294722 | Lead Free Brass Check Valve, Horizontal Swing, Solder Connection, 200 WOG, Class 125
105-207G | S-501G | 1-1/2" | 83.01 | 32 | 4 | 57 | 662527294739 | Lead Free Brass Check Valve, Horizontal Swing, Solder Connection, 200 WOG, Class 125
105-208G | S-501G | 2" | 131.482 | 24 | 2 | 70 | 662527294746 | Lead Free Brass Check Valve, Horizontal Swing, Solder Connection, 200 WOG, Class 125
105-209G | S-501G | 2-1/2” | 281.234 | 10 |  | 48 | 662527305534 | Lead Free Brass Check Valve, Horizontal Swing, Solder Connection, 200 WOG, Class 125
105-210G | S-501G | 3” | 399.609 | 8 |  | 54 | 662527305541 | Lead Free Brass Check Valve, Horizontal Swing, Solder Connection, 200 WOG, Class 125
105-003G | P-501G | 1/2" | 60.481 | 160 | 10 | 68 | 662527304476 | Lead Free Brass Check Valve, Horizontal Swing, Press Connection, 200 WOG, Class 125
105-004G | P-501G | 3/4" | 83.309 | 120 | 10 | 77 | 662527304483 | Lead Free Brass Check Valve, Horizontal Swing, Press Connection, 200 WOG, Class 125
105-005G | P-501G | 1" | 105.716 | 60 | 5 | 51 | 662527304490 | Lead Free Brass Check Valve, Horizontal Swing, Press Connection, 200 WOG, Class 125
105-006G | P-501G | 1-1/4" | 151.034 | 40 | 5 | 45 | 662527304506 | Lead Free Brass Check Valve, Horizontal Swing, Press Connection, 200 WOG, Class 125
105-007G | P-501G | 1-1/2" | 220.865 | 30 | 5 | 53 | 662527304513 | Lead Free Brass Check Valve, Horizontal Swing, Press Connection, 200 WOG, Class 125
105-008G | P-501G | 2" | 325.486 | 24 | 2 | 62 | 662527304520 | Lead Free Brass Check Valve, Horizontal Swing, Press Connection, 200 WOG, Class 125
105-303 | T-511 | 1/2" | 34.661 | 60 | 10 | 62 | 662527295330 | Bronze Check Valve, Swing, Y-Pattern, Threaded Connection, 300 WOG, Class 150
105-304 | T-511 | 3/4" | 53.567 | 40 | 10 | 37 | 662527295347 | Bronze Check Valve, Swing, Y-Pattern, Threaded Connection, 300 WOG, Class 150
105-305 | T-511 | 1" | 78.369 | 30 | 10 | 40 | 662527295354 | Bronze Check Valve, Swing, Y-Pattern, Threaded Connection, 300 WOG, Class 150
105-306 | T-511 | 1-1/4" | 111.098 | 20 | 5 | 39 | 662527295361 | Bronze Check Valve, Swing, Y-Pattern, Threaded Connection, 300 WOG, Class 150
105-307 | T-511 | 1-1/2" | 157.957 | 16 | 4 | 43 | 662527295378 | Bronze Check Valve, Swing, Y-Pattern, Threaded Connection, 300 WOG, Class 150
105-308 | T-511 | 2" | 237.85 | 8 | 2 | 33 | 662527295385 | Bronze Check Valve, Swing, Y-Pattern, Threaded Connection, 300 WOG, Class 150
105-309 | T-511 | 2-1/2" | 533.252 | 6 |  | 55 | 662527295392 | Bronze Check Valve, Swing, Y-Pattern, Threaded Connection, 300 WOG, Class 150
105-310 | T-511 | 3" | 708.38 | 4 |  | 49 | 662527295408 | Bronze Check Valve, Swing, Y-Pattern, Threaded Connection, 300 WOG, Class 150
105-403 | S-511 | 1/2" | 34.661 | 60 | 10 | 36 | 662527295415 | Bronze Check Valve, Swing, Y-Pattern, Solder Connection, 300 WOG, Class 150
105-404 | S-511 | 3/4" | 53.567 | 40 | 10 | 35 | 662527295422 | Bronze Check Valve, Swing, Y-Pattern, Solder Connection, 300 WOG, Class 150
105-405 | S-511 | 1" | 78.369 | 30 | 10 | 38 | 662527295439 | Bronze Check Valve, Swing, Y-Pattern, Solder Connection, 300 WOG, Class 150
105-406 | S-511 | 1-1/4" | 111.098 | 20 | 5 | 44 | 662527295446 | Bronze Check Valve, Swing, Y-Pattern, Solder Connection, 300 WOG, Class 150
105-407 | S-511 | 1-1/2" | 157.957 | 16 | 4 | 43 | 662527295453 | Bronze Check Valve, Swing, Y-Pattern, Solder Connection, 300 WOG, Class 150
105-408 | S-511 | 2" | 237.85 | 8 | 2 | 34 | 662527295460 | Bronze Check Valve, Swing, Y-Pattern, Solder Connection, 300 WOG, Class 150
105-409 | S-511 | 2-1/2" | 533.252 | 6 |  | 49 | 662527295477 | Bronze Check Valve, Swing, Y-Pattern, Solder Connection, 300 WOG, Class 150
105-410 | S-511 | 3" | 708.38 | 4 |  | 47 | 662527295484 | Bronze Check Valve, Swing, Y-Pattern, Solder Connection, 300 WOG, Class 150
105-103 | T-501 | 1/2" | 18.347 | 120 | 10 | 53 | 662527295187 | Brass Check Valve, Horizontal Swing, Threaded Connection, 200 WOG
105-104 | T-501 | 3/4" | 23.737 | 100 | 10 | 59 | 662527295194 | Brass Check Valve, Horizontal Swing, Threaded Connection, 200 WOG
105-105 | T-501 | 1" | 31.938 | 72 | 6 | 60 | 662527295200 | Brass Check Valve, Horizontal Swing, Threaded Connection, 200 WOG
105-106 | T-501 | 1-1/4" | 51.93 | 40 | 5 | 59 | 662527295217 | Brass Check Valve, Horizontal Swing, Threaded Connection, 200 WOG
105-107 | T-501 | 1-1/2" | 65.392 | 32 | 4 | 54 | 662527295224 | Brass Check Valve, Horizontal Swing, Threaded Connection, 200 WOG
105-108 | T-501 | 2" | 107.829 | 24 | 2 | 56 | 662527295231 | Brass Check Valve, Horizontal Swing, Threaded Connection, 200 WOG
105-109 | T-501 | 2-1/2" | 188.173 | 12 | 2 | 57 | 662527295248 | Brass Check Valve, Horizontal Swing, Threaded Connection, 200 WOG
105-110 | T-501 | 3" | 268.282 | 6 |  | 42 | 662527295255 | Brass Check Valve, Horizontal Swing, Threaded Connection, 200 WOG
105-111 | T-501 | 4" | 413.789 | 4 |  | 44 | 662527295262 | Brass Check Valve, Horizontal Swing, Threaded Connection, 200 WOG
105-203 | S-501 | 1/2" | 18.508 | 120 | 15 | 47 | 662527295279 | Brass Check Valve, Horizontal Swing, Solder Connection, 200 WOG
105-204 | S-501 | 3/4" | 23.97 | 100 | 10 | 57 | 662527295286 | Brass Check Valve, Horizontal Swing, Solder Connection, 200 WOG
105-205 | S-501 | 1" | 32.801 | 72 | 6 | 59 | 662527295293 | Brass Check Valve, Horizontal Swing, Solder Connection, 200 WOG
105-206 | S-501 | 1-1/4" | 52.277 | 32 | 5 | 52 | 662527295309 | Brass Check Valve, Horizontal Swing, Solder Connection, 200 WOG
105-207 | S-501 | 1-1/2" | 67.235 | 32 | 4 | 54 | 662527295316 | Brass Check Valve, Horizontal Swing, Solder Connection, 200 WOG
105-208 | S-501 | 2" | 99.001 | 20 | 2 | 58 | 662527295323 | Brass Check Valve, Horizontal Swing, Solder Connection, 200 WOG
105-803 | T-550 | 1/2" | 114.378 | 66 | 1 | 71 | 662527304889 | Stainless Steel Check Valve, Swing, Threaded Connection, 200 WOG
105-804 | T-550 | 3/4" | 135.904 | 48 | 1 | 1 | 662527304896 | Stainless Steel Check Valve, Swing, Threaded Connection, 200 WOG
105-805 | T-550 | 1" | 181.901 | 30 | 1 | 1 | 662527304902 | Stainless Steel Check Valve, Swing, Threaded Connection, 200 WOG
105-806 | T-550 | 1-1/4" | 241.443 | 24 | 1 | 2 | 662527304919 | Stainless Steel Check Valve, Swing, Threaded Connection, 200 WOG
105-807 | T-550 | 1-1/2" | 340.078 | 14 | 1 | 3 | 662527304926 | Stainless Steel Check Valve, Swing, Threaded Connection, 200 WOG
105-808 | T-550 | 2" | 426.533 | 4 | 1 | 5 | 662527304933 | Stainless Steel Check Valve, Swing, Threaded Connection, 200 WOG
105-725 | F-571 | 2-1/2" | 633.091 |  |  | 24 | 662527308733 | Cast Iron Check Valve, Horizontal Swing, Bolted Bonnet, Class 125
105-703 | F-571 | 3" | 737.853 |  |  | 44 | 662527308740 | Cast Iron Check Valve, Horizontal Swing, Bolted Bonnet, Class 125
105-704 | F-571 | 4" | 1139.54 |  |  | 78 | 662527308757 | Cast Iron Check Valve, Horizontal Swing, Bolted Bonnet, Class 125
105-706 | F-571 | 6" | 2097.543 |  |  | 152 | 662527308764 | Cast Iron Check Valve, Horizontal Swing, Bolted Bonnet, Class 125
105-708 | F-571 | 8" | 3463.988 |  |  | 259 | 662527308771 | Cast Iron Check Valve, Horizontal Swing, Bolted Bonnet, Class 125
105-710 | F-571 | 10" | 5580.306 |  |  | 417 | 662527308788 | Cast Iron Check Valve, Horizontal Swing, Bolted Bonnet, Class 125
105-712 | F-571 | 12" | 8237.069 |  |  | 615 | 662527308795 | Cast Iron Check Valve, Horizontal Swing, Bolted Bonnet, Class 125
105-925 | F-591 | 2-1/2" | 152.023 |  |  | 11 | 662527308870 | Cast Iron Check Valve, Wafer Style, Double Door, Aluminum Bronze Disc, Class 125
105-903 | F-591 | 3" | 212.082 |  |  | 13 | 662527308887 | Cast Iron Check Valve, Wafer Style, Double Door, Aluminum Bronze Disc, Class 125
105-904 | F-591 | 4" | 288.84 |  |  | 20 | 662527308894 | Cast Iron Check Valve, Wafer Style, Double Door, Aluminum Bronze Disc, Class 125
105-906 | F-591 | 6" | 574.31 |  |  | 33 | 662527308900 | Cast Iron Check Valve, Wafer Style, Double Door, Aluminum Bronze Disc, Class 125
105-908 | F-591 | 8" | 1035.724 |  |  | 62 | 662527308917 | Cast Iron Check Valve, Wafer Style, Double Door, Aluminum Bronze Disc, Class 125
105-910 | F-591 | 10" | 1626.086 |  |  | 56 | 662527308924 | Cast Iron Check Valve, Wafer Style, Double Door, Aluminum Bronze Disc, Class 125
105-912 | F-591 | 12" | 2516.809 |  |  | 90 | 662527308931 | Cast Iron Check Valve, Wafer Style, Double Door, Aluminum Bronze Disc, Class 125
105-525 | F-592 | 2-1/2" | 243.223 | 1 | 1 | 11 | 662527318893 | Ductile Iron Check Valve, Wafer Style, Double Door, Stainless Steel Disc, Class 125
105-503 | F-592 | 3" | 339.337 | 1 | 1 | 13 | 662527318909 | Ductile Iron Check Valve, Wafer Style, Double Door, Stainless Steel Disc, Class 125
105-504 | F-592 | 4" | 462.144 | 1 | 1 | 20 | 662527318916 | Ductile Iron Check Valve, Wafer Style, Double Door, Stainless Steel Disc, Class 125
105-506 | F-592 | 6" | 918.893 | 1 | 1 | 33 | 662527318923 | Ductile Iron Check Valve, Wafer Style, Double Door, Stainless Steel Disc, Class 125
105-508 | F-592 | 8" | 1657.161 | 1 | 1 | 62 | 662527318930 | Ductile Iron Check Valve, Wafer Style, Double Door, Stainless Steel Disc, Class 125
105-510 | F-592 | 10" | 2601.735 | 1 | 1 | 56 | 662527318947 | Ductile Iron Check Valve, Wafer Style, Double Door, Stainless Steel Disc, Class 125
105-512 | F-592 | 12" | 4026.894 | 1 | 1 | 90 | 662527318954 | Ductile Iron Check Valve, Wafer Style, Double Door, Stainless Steel Disc, Class 125
106-303G | T-651G | 1/2" | 47.227 | 48 | 12 | 34 | 662527309174 | Lead Free Bronze Strainer Valve, Y-Strainer, Threaded Connection, 20 Stainless Steel Mesh, 150 WOG
106-304G | T-651G | 3/4" | 72.485 | 32 | 8 | 39 | 662527309181 | Lead Free Bronze Strainer Valve, Y-Strainer, Threaded Connection, 20 Stainless Steel Mesh, 150 WOG
106-305G | T-651G | 1" | 110.669 | 16 | 8 | 30 | 662527309198 | Lead Free Bronze Strainer Valve, Y-Strainer, Threaded Connection, 20 Stainless Steel Mesh, 150 WOG
106-306G | T-651G | 1-1/4" | 164.769 | 12 | 6 | 34 | 662527309204 | Lead Free Bronze Strainer Valve, Y-Strainer, Threaded Connection, 20 Stainless Steel Mesh, 150 WOG
106-307G | T-651G | 1-1/2" | 207.273 | 12 | 2 | 44 | 662527309211 | Lead Free Bronze Strainer Valve, Y-Strainer, Threaded Connection, 20 Stainless Steel Mesh, 150 WOG
106-308G | T-651G | 2" | 327.256 | 8 | 2 | 48 | 662527309228 | Lead Free Bronze Strainer Valve, Y-Strainer, Threaded Connection, 20 Stainless Steel Mesh, 150 WOG
106-309G | T-651G | 2-1/2" | 533.587 | 4 | 1 | 40 | 662527309235 | Lead Free Bronze Strainer Valve, Y-Strainer, Threaded Connection, 20 Stainless Steel Mesh, 150 WOG
106-310G | T-651G | 3" | 791.01 | 2 | 1 | 30 | 662527309242 | Lead Free Bronze Strainer Valve, Y-Strainer, Threaded Connection, 20 Stainless Steel Mesh, 150 WOG
106-403G | S-651G | 1/2" | 47.227 | 48 | 12 | 34 | 662527309259 | Lead Free Bronze Strainer Valve, Y-Strainer, Solder Connection, 20 Stainless Steel Mesh, 150 WOG
106-404G | S-651G | 3/4" | 72.485 | 32 | 8 | 37 | 662527309266 | Lead Free Bronze Strainer Valve, Y-Strainer, Solder Connection, 20 Stainless Steel Mesh, 150 WOG
106-405G | S-651G | 1" | 110.669 | 16 | 8 | 27 | 662527309273 | Lead Free Bronze Strainer Valve, Y-Strainer, Solder Connection, 20 Stainless Steel Mesh, 150 WOG
106-406G | S-651G | 1-1/4" | 164.769 | 12 | 6 | 31 | 662527309280 | Lead Free Bronze Strainer Valve, Y-Strainer, Solder Connection, 20 Stainless Steel Mesh, 150 WOG
106-407G | S-651G | 1-1/2" | 207.273 | 12 | 2 | 42 | 662527309297 | Lead Free Bronze Strainer Valve, Y-Strainer, Solder Connection, 20 Stainless Steel Mesh, 150 WOG
106-408G | S-651G | 2" | 327.256 | 8 | 2 | 45 | 662527309303 | Lead Free Bronze Strainer Valve, Y-Strainer, Solder Connection, 20 Stainless Steel Mesh, 150 WOG
106-553G | P-651G | 1/2" | 63.756 | 48 | 8 | 42 | 662527328717 | Lead Free Bronze Strainer Valve, Y-Strainer, Press Connection, 20 Stainless Steel Mesh, 200 CWP
106-554G | P-651G | 3/4" | 97.854 | 32 | 4 | 46 | 662527328724 | Lead Free Bronze Strainer Valve, Y-Strainer, Press Connection, 20 Stainless Steel Mesh, 200 CWP
106-555G | P-651G | 1" | 144.977 | 20 | 2 | 44 | 662527328731 | Lead Free Bronze Strainer Valve, Y-Strainer, Press Connection, 20 Stainless Steel Mesh, 200 CWP
106-556G | P-651G | 1-1/4" | 212.552 | 12 | 1 | 40 | 662527328748 | Lead Free Bronze Strainer Valve, Y-Strainer, Press Connection, 20 Stainless Steel Mesh, 200 CWP
106-557G | P-651G | 1-1/2" | 279.818 | 12 | 1 | 52 | 662527328755 | Lead Free Bronze Strainer Valve, Y-Strainer, Press Connection, 20 Stainless Steel Mesh, 200 CWP
106-558G | P-651G | 2" | 405.797 | 6 | 1 | 42 | 662527328762 | Lead Free Bronze Strainer Valve, Y-Strainer, Press Connection, 20 Stainless Steel Mesh, 200 CWP
106-625 | F-651 | 2-1/2" | 430.936 |  |  | 31 | 662527308801 | Cast Iron Strainer Valve, Y-Strainer, Bolted Bonnet, Stainless Steel Screen, Class 125
106-603 | F-651 | 3" | 538.67 |  |  | 42 | 662527308818 | Cast Iron Strainer Valve, Y-Strainer, Bolted Bonnet, Stainless Steel Screen, Class 125
106-604 | F-651 | 4" | 754.138 |  |  | 60 | 662527308825 | Cast Iron Strainer Valve, Y-Strainer, Bolted Bonnet, Stainless Steel Screen, Class 125
106-606 | F-651 | 6" | 1616.027 |  |  | 127 | 662527308832 | Cast Iron Strainer Valve, Y-Strainer, Bolted Bonnet, Stainless Steel Screen, Class 125
106-608 | F-651 | 8" | 3231.887 |  |  | 227 | 662527308849 | Cast Iron Strainer Valve, Y-Strainer, Bolted Bonnet, Stainless Steel Screen, Class 125
106-610 | F-651 | 10" | 4524.645 |  |  | 291 | 662527308856 | Cast Iron Strainer Valve, Y-Strainer, Bolted Bonnet, Stainless Steel Screen, Class 125
106-612 | F-651 | 12" | 5461.898 |  |  | 454 | 662527308863 | Cast Iron Strainer Valve, Y-Strainer, Bolted Bonnet, Stainless Steel Screen, Class 125
AE-180-120-12 | AE Series | 180 | 874.629 |  |  |  |  | Electric Actuator, Double Acting, NEMA 4x, Manual Override, 120VAC
AE-350 | AE Series | 350 | 689.025 |  |  |  |  | Electric Actuator, Double Acting, NEMA 4x, Manual Override, 120VAC
AE-700 | AE Series | 700 | 857.658 |  |  |  |  | Electric Actuator, Double Acting, NEMA 4x, Manual Override, 120VAC
AE-880 | AE Series | 880 | 1479.443 |  |  |  |  | Electric Actuator, Double Acting, NEMA 4x, Manual Override, 120VAC
AE-1400 | AE Series | 1400 | 1778.753 |  |  |  |  | Electric Actuator, Double Acting, NEMA 4x, Manual Override, 120VAC
AE-2100 | AE Series | 2125 | 2008.423 |  |  |  |  | Electric Actuator, Double Acting, NEMA 4x, Manual Override, 120VAC
AE-3100 | AE Series | 3098 | 2202.678 |  |  |  |  | Electric Actuator, Double Acting, NEMA 4x, Manual Override, 120VAC
AE-4400 | AE Series | 4425 | 2506.871 |  |  |  |  | Electric Actuator, Double Acting, NEMA 4x, Manual Override, 120VAC
AE-7000 | AE Series | 7080 | 2895.366 |  |  |  |  | Electric Actuator, Double Acting, NEMA 4x, Manual Override, 120VAC
AE-9700 | AE Series | 9735 | 3185.434 |  |  |  |  | Electric Actuator, Double Acting, NEMA 4x, Manual Override, 120VAC
AE-700M | AE Series | 700 | 2266.299 |  |  |  |  | Electric Actuator, Double Acting, NEMA 4x, Manual Override, 120VAC Modulating
AE-880M | AE Series | 880 | 2894.145 |  |  |  |  | Electric Actuator, Double Acting, NEMA 4x, Manual Override, 120VAC Modulating
AE-1400M | AE Series | 1400 | 3193.44 |  |  |  |  | Electric Actuator, Double Acting, NEMA 4x, Manual Override, 120VAC Modulating
AE-2100M | AE Series | 2125 | 3423.125 |  |  |  |  | Electric Actuator, Double Acting, NEMA 4x, Manual Override, 120VAC Modulating
AE-3100M | AE Series | 3098 | 3617.365 |  |  |  |  | Electric Actuator, Double Acting, NEMA 4x, Manual Override, 120VAC Modulating
AE-4400M | AE Series | 4425 | 3921.558 |  |  |  |  | Electric Actuator, Double Acting, NEMA 4x, Manual Override, 120VAC Modulating
AE-7000M | AE Series | 7080 | 4310.053 |  |  |  |  | Electric Actuator, Double Acting, NEMA 4x, Manual Override, 120VAC Modulating
AE-9700M | AE Series | 9735 | 4603.259 |  |  |  |  | Electric Actuator, Double Acting, NEMA 4x, Manual Override, 120VAC Modulating
AE-180-24VAC | AE Series | 180 | 993.585 |  |  |  |  | Electric Actuator, Double Acting, NEMA 4x, Manual Override, 24VAC
AE-700-24VAC | AE Series | 700 | 2175.126 |  |  |  |  | Electric Actuator, Double Acting, NEMA 4x, Manual Override, 24VAC
AE-880-24VAC | AE Series | 880 | 2699.379 |  |  |  |  | Electric Actuator, Double Acting, NEMA 4x, Manual Override, 24VAC
AE-1400-24VAC | AE Series | 1400 | 2557.006 |  |  |  |  | Electric Actuator, Double Acting, NEMA 4x, Manual Override, 24VAC
AE-2100-24VAC | AE Series | 2125 | 2810.254 |  |  |  |  | Electric Actuator, Double Acting, NEMA 4x, Manual Override, 24VAC
AE-3100-24VAC | AE Series | 3098 | 3021.06 |  |  |  |  | Electric Actuator, Double Acting, NEMA 4x, Manual Override, 24VAC
AE-4400-24VAC | AE Series | 4425 | 3318.098 |  |  |  |  | Electric Actuator, Double Acting, NEMA 4x, Manual Override, 24VAC
AE-7000-24VAC | AE Series | 7080 | 3945.036 |  |  |  |  | Electric Actuator, Double Acting, NEMA 4x, Manual Override, 24VAC
AE-9700-24VAC | AE Series | 9735 | 4329.67 |  |  |  |  | Electric Actuator, Double Acting, NEMA 4x, Manual Override, 24VAC
AE-180-24VDC | AE Series | 180 | 1005.66 |  |  |  |  | Electric Actuator, Double Acting, NEMA 4x, Manual Override, 24VDC
AE-350-24VDC | AE Series | 350 | 941.776 |  |  |  |  | Electric Actuator, Double Acting, NEMA 4x, Manual Override, 24VDC
AE-700-24VDC | AE Series | 700 | 1189.545 |  |  |  |  | Electric Actuator, Double Acting, NEMA 4x, Manual Override, 24VDC
AE-880-24VDC | AE Series | 880 | 1713.798 |  |  |  |  | Electric Actuator, Double Acting, NEMA 4x, Manual Override, 24VDC
AE-1400-24VDC | AE Series | 1400 | 2118.972 |  |  |  |  | Electric Actuator, Double Acting, NEMA 4x, Manual Override, 24VDC
AE-2100-24VDC | AE Series | 2125 | 2373.781 |  |  |  |  | Electric Actuator, Double Acting, NEMA 4x, Manual Override, 24VDC
AE-3100-24VDC | AE Series | 3098 | 2583.025 |  |  |  |  | Electric Actuator, Double Acting, NEMA 4x, Manual Override, 24VDC
AE-4400-24VDC | AE Series | 4425 | 2880.064 |  |  |  |  | Electric Actuator, Double Acting, NEMA 4x, Manual Override, 24VDC
AE-7000-24VDC | AE Series | 7080 | 3506.987 |  |  |  |  | Electric Actuator, Double Acting, NEMA 4x, Manual Override, 24VDC
AE-9700-24VDC | AE Series | 9735 | 3891.579 |  |  |  |  | Electric Actuator, Double Acting, NEMA 4x, Manual Override, 24VDC
JV-50-DA | JV series |  | 515.768 |  |  |  |  | Pneumatic Actuator, Rotary Rack, Pinion Design, Dual Travel Stops, Double Acting
JV-60-DA | JV series |  | 627.363 |  |  |  |  | Pneumatic Actuator, Rotary Rack, Pinion Design, Dual Travel Stops, Double Acting
JV-70-DA | JV series |  | 821.174 |  |  |  |  | Pneumatic Actuator, Rotary Rack, Pinion Design, Dual Travel Stops, Double Acting
JV-80-DA | JV series |  | 869.336 |  |  |  |  | Pneumatic Actuator, Rotary Rack, Pinion Design, Dual Travel Stops, Double Acting
JV-90-DA | JV series |  | 1040.228 |  |  |  |  | Pneumatic Actuator, Rotary Rack, Pinion Design, Dual Travel Stops, Double Acting
JV-100-DA | JV series |  | 1112.076 |  |  |  |  | Pneumatic Actuator, Rotary Rack, Pinion Design, Dual Travel Stops, Double Acting
JV-120-DA | JV series |  | 1319.395 |  |  |  |  | Pneumatic Actuator, Rotary Rack, Pinion Design, Dual Travel Stops, Double Acting
JV-140-DA | JV series |  | 1741.884 |  |  |  |  | Pneumatic Actuator, Rotary Rack, Pinion Design, Dual Travel Stops, Double Acting
JV-160-DA | JV series |  | 2721.757 |  |  |  |  | Pneumatic Actuator, Rotary Rack, Pinion Design, Dual Travel Stops, Double Acting
JV-190-DA | JV series |  | 3391.206 |  |  |  |  | Pneumatic Actuator, Rotary Rack, Pinion Design, Dual Travel Stops, Double Acting
JV-200-DA | JV series |  | 4557.283 |  |  |  |  | Pneumatic Actuator, Rotary Rack, Pinion Design, Dual Travel Stops, Double Acting
JV-240-DA | JV series |  | 6112.297 |  |  |  |  | Pneumatic Actuator, Rotary Rack, Pinion Design, Dual Travel Stops, Double Acting
JV-270-DA | JV series |  | 8413.666 |  |  |  |  | Pneumatic Actuator, Rotary Rack, Pinion Design, Dual Travel Stops, Double Acting
JV-300-DA | JV series |  | 9441.149 |  |  |  |  | Pneumatic Actuator, Rotary Rack, Pinion Design, Dual Travel Stops, Double Acting
JV-50-SR | JV series |  | 581.665 |  |  |  |  | Pneumatic Actuator, Rotary Rack, Pinion Design, Dual Travel Stops, Spring Return
JV-60-SR | JV series |  | 741.415 |  |  |  |  | Pneumatic Actuator, Rotary Rack, Pinion Design, Dual Travel Stops, Spring Return
JV-70-SR | JV series |  | 842.23 |  |  |  |  | Pneumatic Actuator, Rotary Rack, Pinion Design, Dual Travel Stops, Spring Return
JV-80-SR | JV series |  | 940.998 |  |  |  |  | Pneumatic Actuator, Rotary Rack, Pinion Design, Dual Travel Stops, Spring Return
JV-90-SR | JV series |  | 1163.33 |  |  |  |  | Pneumatic Actuator, Rotary Rack, Pinion Design, Dual Travel Stops, Spring Return
JV-100-SR | JV series |  | 1334.407 |  |  |  |  | Pneumatic Actuator, Rotary Rack, Pinion Design, Dual Travel Stops, Spring Return
JV-120-SR | JV series |  | 1572.461 |  |  |  |  | Pneumatic Actuator, Rotary Rack, Pinion Design, Dual Travel Stops, Spring Return
JV-140-SR | JV series |  | 2357.598 |  |  |  |  | Pneumatic Actuator, Rotary Rack, Pinion Design, Dual Travel Stops, Spring Return
JV-160-SR | JV series |  | 3254.826 |  |  |  |  | Pneumatic Actuator, Rotary Rack, Pinion Design, Dual Travel Stops, Spring Return
JV-190-SR | JV series |  | 4459.853 |  |  |  |  | Pneumatic Actuator, Rotary Rack, Pinion Design, Dual Travel Stops, Spring Return
JV-200-SR | JV series |  | 4885.25 |  |  |  |  | Pneumatic Actuator, Rotary Rack, Pinion Design, Dual Travel Stops, Spring Return
JV-240-SR | JV series |  | 8590.294 |  |  |  |  | Pneumatic Actuator, Rotary Rack, Pinion Design, Dual Travel Stops, Spring Return
JV-270-SR | JV series |  | 8974.577 |  |  |  |  | Pneumatic Actuator, Rotary Rack, Pinion Design, Dual Travel Stops, Spring Return
JV-300-SR | JV series |  | 11382.382 |  |  |  |  | Pneumatic Actuator, Rotary Rack, Pinion Design, Dual Travel Stops, Spring Return
A101-12 | A101 | 1/2" | 49.513 |  |  |  |  | Lead Free Brass Direct Mount Ball Valve, 2 Piece, Full Port, Threaded Connection, Stainless Steel Trim, ISO Mounting Pad, 600 WOG
A101-34 | A101 | 3/4" | 59.525 |  |  |  |  | Lead Free Brass Direct Mount Ball Valve, 2 Piece, Full Port, Threaded Connection, Stainless Steel Trim, ISO Mounting Pad, 600 WOG
A101-1 | A101 | 1" | 94.015 |  |  |  |  | Lead Free Brass Direct Mount Ball Valve, 2 Piece, Full Port, Threaded Connection, Stainless Steel Trim, ISO Mounting Pad, 600 WOG
A101-114 | A101 | 1-1/4" | 119.803 |  |  |  |  | Lead Free Brass Direct Mount Ball Valve, 2 Piece, Full Port, Threaded Connection, Stainless Steel Trim, ISO Mounting Pad, 600 WOG
A101-112 | A101 | 1-1/2" | 158.406 |  |  |  |  | Lead Free Brass Direct Mount Ball Valve, 2 Piece, Full Port, Threaded Connection, Stainless Steel Trim, ISO Mounting Pad, 600 WOG
A101-2 | A101 | 2" | 211.821 |  |  |  |  | Lead Free Brass Direct Mount Ball Valve, 2 Piece, Full Port, Threaded Connection, Stainless Steel Trim, ISO Mounting Pad, 600 WOG
A751T-14 | A-751T | 1/4" | 134.435 |  |  |  |  | Brass Direct Mount Ball Valve, 3-Way, Standard Port, T-Port, Threaded Connection, ISO Mounting Pad, 400 WOG
A751T-38 | A-751T | 3/8" | 134.435 |  |  |  |  | Brass Direct Mount Ball Valve, 3-Way, Standard Port, T-Port, Threaded Connection, ISO Mounting Pad, 400 WOG
A751T-12 | A-751T | 1/2" | 100.076 |  |  |  |  | Brass Direct Mount Ball Valve, 3-Way, Standard Port, T-Port, Threaded Connection, ISO Mounting Pad, 400 WOG
A751T-34 | A-751T | 3/4" | 113.52 |  |  |  |  | Brass Direct Mount Ball Valve, 3-Way, Standard Port, T-Port, Threaded Connection, ISO Mounting Pad, 400 WOG
A751T-1 | A-751T | 1" | 177.583 |  |  |  |  | Brass Direct Mount Ball Valve, 3-Way, Standard Port, T-Port, Threaded Connection, ISO Mounting Pad, 400 WOG
A751T-114 | A-751T | 1-1/4" | 247.015 |  |  |  |  | Brass Direct Mount Ball Valve, 3-Way, Standard Port, T-Port, Threaded Connection, ISO Mounting Pad, 400 WOG
A751T-112 | A-751T | 1-1/2" | 381.689 |  |  |  |  | Brass Direct Mount Ball Valve, 3-Way, Standard Port, T-Port, Threaded Connection, ISO Mounting Pad, 400 WOG
A751T-2 | A-751T | 2" | 615.597 |  |  |  |  | Brass Direct Mount Ball Valve, 3-Way, Standard Port, T-Port, Threaded Connection, ISO Mounting Pad, 400 WOG
A751T-212 | A-751T | 2-1/2" | 1916.504 |  |  |  |  | Brass Direct Mount Ball Valve, 3-Way, Standard Port, T-Port, Threaded Connection, ISO Mounting Pad, 400 WOG
A751T-3 | A-751T | 3" | 1932.807 |  |  |  |  | Brass Direct Mount Ball Valve, 3-Way, Standard Port, T-Port, Threaded Connection, ISO Mounting Pad, 400 WOG
A751L-14 | A-751L | 1/4" | 134.435 |  |  |  |  | Brass Direct Mount Ball Valve, 3-Way, Standard Port, L-Port, Threaded Connection, ISO Mounting Pad, 400 WOG
A751L-38 | A-751L | 3/8" | 134.435 |  |  |  |  | Brass Direct Mount Ball Valve, 3-Way, Standard Port, L-Port, Threaded Connection, ISO Mounting Pad, 400 WOG
A751L-12 | A-751L | 1/2" | 100.076 |  |  |  |  | Brass Direct Mount Ball Valve, 3-Way, Standard Port, L-Port, Threaded Connection, ISO Mounting Pad, 400 WOG
A751L-34 | A-751L | 3/4" | 113.52 |  |  |  |  | Brass Direct Mount Ball Valve, 3-Way, Standard Port, L-Port, Threaded Connection, ISO Mounting Pad, 400 WOG
A751L-1 | A-751L | 1" | 177.583 |  |  |  |  | Brass Direct Mount Ball Valve, 3-Way, Standard Port, L-Port, Threaded Connection, ISO Mounting Pad, 400 WOG
A751L-114 | A-751L | 1-1/4" | 247.015 |  |  |  |  | Brass Direct Mount Ball Valve, 3-Way, Standard Port, L-Port, Threaded Connection, ISO Mounting Pad, 400 WOG
A751L-112 | A-751L | 1-1/2" | 381.689 |  |  |  |  | Brass Direct Mount Ball Valve, 3-Way, Standard Port, L-Port, Threaded Connection, ISO Mounting Pad, 400 WOG
A751L-2 | A-751L | 2" | 615.597 |  |  |  |  | Brass Direct Mount Ball Valve, 3-Way, Standard Port, L-Port, Threaded Connection, ISO Mounting Pad, 400 WOG
A751L-212 | A-751L | 2-1/2" | 1916.504 |  |  |  |  | Brass Direct Mount Ball Valve, 3-Way, Standard Port, L-Port, Threaded Connection, ISO Mounting Pad, 400 WOG
A751L-3 | A-751L | 3" | 1932.807 |  |  |  |  | Brass Direct Mount Ball Valve, 3-Way, Standard Port, L-Port, Threaded Connection, ISO Mounting Pad, 400 WOG
A1B-A1C11 | Mounting Bracket | 1/4 - 1/2” | 92.863 |  |  |  |  | ISO 5211 Mounting Pad, For Electric and Pneumatic Actuators
A2B-A2C11 | Mounting Bracket | 3/4” | 92.863 |  |  |  |  | ISO 5211 Mounting Pad, For Electric and Pneumatic Actuators
A3B-A3C11 | Mounting Bracket | 1”, 1-1/4” | 92.863 |  |  |  |  | ISO 5211 Mounting Pad, For Electric and Pneumatic Actuators
A4B-A4C14 | Mounting Bracket | 1-1/2”, 2” | 92.863 |  |  |  |  | ISO 5211 Mounting Pad, For Electric and Pneumatic Actuators
FABRICATED | Mounting Bracket | 2-1/2” - 4” | 0 |  |  |  |  | ISO 5211 Mounting Pad, For Electric and Pneumatic Actuators
A1000-14 | A1000 | 1/4" | 157.71 |  |  |  |  | Stainless Steel Direct Mount Ball Valve, 3 Piece 4 Bolt, Swing Out Body, Full Port, Threaded Connection, ISO Mounting Pad, 1000 WOG
A1000-38 | A1000 | 3/8" | 157.71 |  |  |  |  | Stainless Steel Direct Mount Ball Valve, 3 Piece 4 Bolt, Swing Out Body, Full Port, Threaded Connection, ISO Mounting Pad, 1000 WOG
A1000-12 | A1000 | 1/2" | 157.71 |  |  |  |  | Stainless Steel Direct Mount Ball Valve, 3 Piece 4 Bolt, Swing Out Body, Full Port, Threaded Connection, ISO Mounting Pad, 1000 WOG
A1000-34 | A1000 | 3/4" | 167.398 |  |  |  |  | Stainless Steel Direct Mount Ball Valve, 3 Piece 4 Bolt, Swing Out Body, Full Port, Threaded Connection, ISO Mounting Pad, 1000 WOG
A1000-1 | A1000 | 1" | 253.454 |  |  |  |  | Stainless Steel Direct Mount Ball Valve, 3 Piece 4 Bolt, Swing Out Body, Full Port, Threaded Connection, ISO Mounting Pad, 1000 WOG
A1000-114 | A1000 | 1-1/4" | 327.595 |  |  |  |  | Stainless Steel Direct Mount Ball Valve, 3 Piece 4 Bolt, Swing Out Body, Full Port, Threaded Connection, ISO Mounting Pad, 1000 WOG
A1000-112 | A1000 | 1-1/2" | 414.913 |  |  |  |  | Stainless Steel Direct Mount Ball Valve, 3 Piece 4 Bolt, Swing Out Body, Full Port, Threaded Connection, ISO Mounting Pad, 1000 WOG
A1000-2 | A1000 | 2" | 671.832 |  |  |  |  | Stainless Steel Direct Mount Ball Valve, 3 Piece 4 Bolt, Swing Out Body, Full Port, Threaded Connection, ISO Mounting Pad, 1000 WOG
A1000-212 | A1000 | 2-1/2" | 1219.77 |  |  |  |  | Stainless Steel Direct Mount Ball Valve, 3 Piece 4 Bolt, Swing Out Body, Full Port, Threaded Connection, ISO Mounting Pad, 1000 WOG
A1000-3 | A1000 | 3" | 1811.769 |  |  |  |  | Stainless Steel Direct Mount Ball Valve, 3 Piece 4 Bolt, Swing Out Body, Full Port, Threaded Connection, ISO Mounting Pad, 1000 WOG
A1000-4 | A1000 | 4" | 2640.89 |  |  |  |  | Stainless Steel Direct Mount Ball Valve, 3 Piece 4 Bolt, Swing Out Body, Full Port, Threaded Connection, ISO Mounting Pad, 1000 WOG
A1001-14 | A1001 | 1/4" | 87.392 |  |  |  |  | Stainless Steel Direct Mount Ball Valve, 3 Piece 4 Bolt, Full Port, Threaded Connection, ISO Mounting Pad, 1000 WOG
A1001-38 | A1001 | 3/8" | 87.392 |  |  |  |  | Stainless Steel Direct Mount Ball Valve, 3 Piece 4 Bolt, Full Port, Threaded Connection, ISO Mounting Pad, 1000 WOG
A1001-12 | A1001 | 1/2" | 87.392 |  |  |  |  | Stainless Steel Direct Mount Ball Valve, 3 Piece 4 Bolt, Full Port, Threaded Connection, ISO Mounting Pad, 1000 WOG
A1001-34 | A1001 | 3/4" | 104.084 |  |  |  |  | Stainless Steel Direct Mount Ball Valve, 3 Piece 4 Bolt, Full Port, Threaded Connection, ISO Mounting Pad, 1000 WOG
A1001-1 | A1001 | 1" | 142.033 |  |  |  |  | Stainless Steel Direct Mount Ball Valve, 3 Piece 4 Bolt, Full Port, Threaded Connection, ISO Mounting Pad, 1000 WOG
A1001-114 | A1001 | 1-1/4" | 188.173 |  |  |  |  | Stainless Steel Direct Mount Ball Valve, 3 Piece 4 Bolt, Full Port, Threaded Connection, ISO Mounting Pad, 1000 WOG
A1001-112 | A1001 | 1-1/2" | 264.862 |  |  |  |  | Stainless Steel Direct Mount Ball Valve, 3 Piece 4 Bolt, Full Port, Threaded Connection, ISO Mounting Pad, 1000 WOG
A1001-2 | A1001 | 2" | 368.946 |  |  |  |  | Stainless Steel Direct Mount Ball Valve, 3 Piece 4 Bolt, Full Port, Threaded Connection, ISO Mounting Pad, 1000 WOG
A2020D-12 | A2020D | 1/2" | 177.161 |  |  |  |  | Stainless Steel Direct Mount Ball Valve, 2 Piece, Full Port, Flanged Connection, ISO Mounting Pad, Class 150
A2020D-34 | A2020D | 3/4" | 207.302 |  |  |  |  | Stainless Steel Direct Mount Ball Valve, 2 Piece, Full Port, Flanged Connection, ISO Mounting Pad, Class 150
A2020D-1 | A2020D | 1" | 287.431 |  |  |  |  | Stainless Steel Direct Mount Ball Valve, 2 Piece, Full Port, Flanged Connection, ISO Mounting Pad, Class 150
A2020D-114 | A2020D | 1-1/4" | 462.439 |  |  |  |  | Stainless Steel Direct Mount Ball Valve, 2 Piece, Full Port, Flanged Connection, ISO Mounting Pad, Class 150
A2020D-112 | A2020D | 1-1/2" | 608.852 |  |  |  |  | Stainless Steel Direct Mount Ball Valve, 2 Piece, Full Port, Flanged Connection, ISO Mounting Pad, Class 150
A2020D-2 | A2020D | 2" | 769.568 |  |  |  |  | Stainless Steel Direct Mount Ball Valve, 2 Piece, Full Port, Flanged Connection, ISO Mounting Pad, Class 150
A2020D-212 | A2020D | 2-1/2" | 1357.658 |  |  |  |  | Stainless Steel Direct Mount Ball Valve, 2 Piece, Full Port, Flanged Connection, ISO Mounting Pad, Class 150
A2020D-3 | A2020D | 3" | 1455.184 |  |  |  |  | Stainless Steel Direct Mount Ball Valve, 2 Piece, Full Port, Flanged Connection, ISO Mounting Pad, Class 150
A2020D-4 | A2020D | 4" | 2319.593 |  |  |  |  | Stainless Steel Direct Mount Ball Valve, 2 Piece, Full Port, Flanged Connection, ISO Mounting Pad, Class 150
A850T-14 | A-850T | 1/4" | 296.934 |  |  |  |  | Stainless Steel Direct Mount Ball Valve, 3-Way, Full Port, T-Port, Threaded Connection, ISO Mounting Pad, 1000 WOG
A850T-38 | A-850T | 3/8" | 296.934 |  |  |  |  | Stainless Steel Direct Mount Ball Valve, 3-Way, Full Port, T-Port, Threaded Connection, ISO Mounting Pad, 1000 WOG
A850T-12 | A-850T | 1/2" | 324.662 |  |  |  |  | Stainless Steel Direct Mount Ball Valve, 3-Way, Full Port, T-Port, Threaded Connection, ISO Mounting Pad, 1000 WOG
A850T-34 | A-850T | 3/4" | 437.037 |  |  |  |  | Stainless Steel Direct Mount Ball Valve, 3-Way, Full Port, T-Port, Threaded Connection, ISO Mounting Pad, 1000 WOG
A850T-1 | A-850T | 1" | 561.908 |  |  |  |  | Stainless Steel Direct Mount Ball Valve, 3-Way, Full Port, T-Port, Threaded Connection, ISO Mounting Pad, 1000 WOG
A850T-114 | A-850T | 1-1/4" | 794.166 |  |  |  |  | Stainless Steel Direct Mount Ball Valve, 3-Way, Full Port, T-Port, Threaded Connection, ISO Mounting Pad, 1000 WOG
A850T-112 | A-850T | 1-1/2" | 1061.392 |  |  |  |  | Stainless Steel Direct Mount Ball Valve, 3-Way, Full Port, T-Port, Threaded Connection, ISO Mounting Pad, 1000 WOG
A850T-2 | A-850T | 2 | 1786.973 |  |  |  |  | Stainless Steel Direct Mount Ball Valve, 3-Way, Full Port, T-Port, Threaded Connection, ISO Mounting Pad, 1000 WOG
A850L-14 | A-850L | 1/4" | 296.934 |  |  |  |  | Stainless Steel Direct Mount Ball Valve, 3-Way, Full Port, L-Port, Threaded Connection, ISO Mounting Pad, 1000 WOG
A850L-38 | A-850L | 3/8" | 296.934 |  |  |  |  | Stainless Steel Direct Mount Ball Valve, 3-Way, Full Port, L-Port, Threaded Connection, ISO Mounting Pad, 1000 WOG
A850L-12 | A-850L | 1/2" | 324.662 |  |  |  |  | Stainless Steel Direct Mount Ball Valve, 3-Way, Full Port, L-Port, Threaded Connection, ISO Mounting Pad, 1000 WOG
A850L-34 | A-850L | 3/4" | 437.037 |  |  |  |  | Stainless Steel Direct Mount Ball Valve, 3-Way, Full Port, L-Port, Threaded Connection, ISO Mounting Pad, 1000 WOG
A850L-1 | A-850L | 1" | 561.908 |  |  |  |  | Stainless Steel Direct Mount Ball Valve, 3-Way, Full Port, L-Port, Threaded Connection, ISO Mounting Pad, 1000 WOG
A850L-114 | A-850L | 1-1/4" | 794.166 |  |  |  |  | Stainless Steel Direct Mount Ball Valve, 3-Way, Full Port, L-Port, Threaded Connection, ISO Mounting Pad, 1000 WOG
A850L-112 | A-850L | 1-1/2" | 1061.392 |  |  |  |  | Stainless Steel Direct Mount Ball Valve, 3-Way, Full Port, L-Port, Threaded Connection, ISO Mounting Pad, 1000 WOG
A850L-2 | A-850L | 2 | 1786.973 |  |  |  |  | Stainless Steel Direct Mount Ball Valve, 3-Way, Full Port, L-Port, Threaded Connection, ISO Mounting Pad, 1000 WOG
A766T-1 | A-766T | 1" | 1292.018 |  |  |  |  | Stainless Steel Direct Mount Ball Valve, 3-Way, Full Port, T-Port, Flanged Connection, Class 150
A766T-112 | A-766T | 1-1/2" | 2493.636 |  |  |  |  | Stainless Steel Direct Mount Ball Valve, 3-Way, Full Port, T-Port, Flanged Connection, Class 150
A766T-2 | A-766T | 2" | 2336.359 |  |  |  |  | Stainless Steel Direct Mount Ball Valve, 3-Way, Full Port, T-Port, Flanged Connection, Class 150
A766T-212 | A-766T | 2-1/2" | 3653.074 |  |  |  |  | Stainless Steel Direct Mount Ball Valve, 3-Way, Full Port, T-Port, Flanged Connection, Class 150
A766T-3 | A-766T | 3" | 4637.95 |  |  |  |  | Stainless Steel Direct Mount Ball Valve, 3-Way, Full Port, T-Port, Flanged Connection, Class 150
A766T-4 | A-766T | 4" | 7547.761 |  |  |  |  | Stainless Steel Direct Mount Ball Valve, 3-Way, Full Port, T-Port, Flanged Connection, Class 150
A766L-12 | A-766L | 1/2" | 854.833 |  |  |  |  | Stainless Steel Direct Mount Ball Valve, 3-Way, Full Port, L-Port, Flanged Connection, Class 150
A766L-34 | A-766L | 3/4" | 1050.132 |  |  |  |  | Stainless Steel Direct Mount Ball Valve, 3-Way, Full Port, L-Port, Flanged Connection, Class 150
A766L-1 | A-766L | 1" | 1292.018 |  |  |  |  | Stainless Steel Direct Mount Ball Valve, 3-Way, Full Port, L-Port, Flanged Connection, Class 150
A766L-112 | A-766L | 1-1/2" | 2493.636 |  |  |  |  | Stainless Steel Direct Mount Ball Valve, 3-Way, Full Port, L-Port, Flanged Connection, Class 150
A766L-2 | A-766L | 2" | 2336.359 |  |  |  |  | Stainless Steel Direct Mount Ball Valve, 3-Way, Full Port, L-Port, Flanged Connection, Class 150
A766L-212 | A-766L | 2-1/2" | 3653.074 |  |  |  |  | Stainless Steel Direct Mount Ball Valve, 3-Way, Full Port, L-Port, Flanged Connection, Class 150
A766L-3 | A-766L | 3" | 4637.95 |  |  |  |  | Stainless Steel Direct Mount Ball Valve, 3-Way, Full Port, L-Port, Flanged Connection, Class 150
A766L-4 | A-766L | 4" | 7547.761 |  |  |  |  | Stainless Steel Direct Mount Ball Valve, 3-Way, Full Port, L-Port, Flanged Connection, Class 150
ASV-120 | ASV |  | 159.748 |  |  |  |  | Four Way Solenoid Valve, 120 VAC
ASV-120VAC-N7 | ASV |  | 0 |  |  |  |  | Four Way Solenoid Valve, 120 VAC Explosion Proof
ASV61-24VDC | ASV |  | 0 |  |  |  |  | Four Way Solenoid Valve, 24VDC
ASV-24VDC-N7 | ASV |  | 0 |  |  |  |  | Four Way Solenoid Valve, 24VDC, Explosion Proof
ASC-120VAC | ASV |  | 0 |  |  |  |  | Four Way Solenoid Valve Coil, 120VAC
ASC-120VAC-XP | ASV |  | 0 |  |  |  |  | Four Way Solenoid Valve Coil, 120VAC Explosion Proof
ASC-12VDC | ASV |  | 0 |  |  |  |  | Four Way Solenoid Valve Coil, 12VDC
ASC-240VAC | ASV |  | 0 |  |  |  |  | Four Way Solenoid Valve Coil, 240VAC
ASC-24VAC | ASV |  | 18.006 |  |  |  |  | Four Way Solenoid Valve Coil, 24VAC
ASC-24VDC | ASV |  | 18.006 |  |  |  |  | Four Way Solenoid Valve Coil, 24VDC
ASC-24VDC-XP | ASV |  | 0 |  |  |  |  | Four Way Solenoid Valve Coil, 24VDC Explosion Proof
ASV-120XP | ASV |  | 673.867 |  |  |  |  | Four Way Solenoid Valve
ASC-240VDC Coil | ASV |  | 18.006 |  |  |  |  | Four Way Solenoid Valve Coil
ASCM-28 | ASV |  | 17.15 |  |  |  |  | Four Way Solenoid Valve
ASM-200 | ASM |  | 156.869 |  |  |  |  | Limit Switch with Dome Indicator, 2 SPDT
ASM-400 | ASM |  | 220.386 |  |  |  |  | Limit Switch with Dome Indicator, 4 SPDT
ASMX-200 | ASM |  | 315.68 |  |  |  |  | Limit Switch with Dome Indicator, Explosion Proof, EEXED IIB T6
MT1 | ASM |  | 67.761 |  |  |  |  | Limit Switch with Dome Indicator, Adjustable Bracket (Namur)
AEP-100 | AEP |  | 2440.498 |  |  |  |  | Electro-Pneumatic Rotary Positioner
APP-200 | APP |  | 1382.124 |  |  |  |  | Pneumatic Rotary Positioner
A1000-14-V | A1000 V-Ball | 1/4" | 219.368 |  |  |  |  | Stainless Steel V-Ball, 3 Piece 4 Bolt, Full Port, Threaded Connection, ISO Mounting Pad, 1000 WOG
A1000-38-V | A1000 V-Ball | 3/8" | 219.368 |  |  |  |  | Stainless Steel V-Ball, 3 Piece 4 Bolt, Full Port, Threaded Connection, ISO Mounting Pad, 1000 WOG
A1000-12-V | A1000 V-Ball | 1/2" | 219.368 |  |  |  |  | Stainless Steel V-Ball, 3 Piece 4 Bolt, Full Port, Threaded Connection, ISO Mounting Pad, 1000 WOG
A1000-34-V | A1000 V-Ball | 3/4" | 238.351 |  |  |  |  | Stainless Steel V-Ball, 3 Piece 4 Bolt, Full Port, Threaded Connection, ISO Mounting Pad, 1000 WOG
A1000-1-V | A1000 V-Ball | 1" | 343.458 |  |  |  |  | Stainless Steel V-Ball, 3 Piece 4 Bolt, Full Port, Threaded Connection, ISO Mounting Pad, 1000 WOG
A1000-114-V | A1000 V-Ball | 1-1/4" | 507.187 |  |  |  |  | Stainless Steel V-Ball, 3 Piece 4 Bolt, Full Port, Threaded Connection, ISO Mounting Pad, 1000 WOG
A1000-112-V | A1000 V-Ball | 1-1/2" | 657.953 |  |  |  |  | Stainless Steel V-Ball, 3 Piece 4 Bolt, Full Port, Threaded Connection, ISO Mounting Pad, 1000 WOG
A1000-2-V | A1000 V-Ball | 2" | 1024.753 |  |  |  |  | Stainless Steel V-Ball, 3 Piece 4 Bolt, Full Port, Threaded Connection, ISO Mounting Pad, 1000 WOG
A1000-212-V | A1000 V-Ball | 2-1/2" | 1815.663 |  |  |  |  | Stainless Steel V-Ball, 3 Piece 4 Bolt, Full Port, Threaded Connection, ISO Mounting Pad, 1000 WOG
A1000-3-V | A1000 V-Ball | 3" | 2481.635 |  |  |  |  | Stainless Steel V-Ball, 3 Piece 4 Bolt, Full Port, Threaded Connection, ISO Mounting Pad, 1000 WOG
A1000-4-V | A1000 V-Ball | 4" | 3777.535 |  |  |  |  | Stainless Steel V-Ball, 3 Piece 4 Bolt, Full Port, Threaded Connection, ISO Mounting Pad, 1000 WOG
A2020D-12-V | A2020D V-Ball | 1/2" | 259.12 |  |  |  |  | Stainless Steel V-Ball, 2 Piece, Full Port, Flanged Connection, ISO Mounting Pad, Class 150
A2020D-34-V | A2020D V-Ball | 3/4" | 305.791 |  |  |  |  | Stainless Steel V-Ball, 2 Piece, Full Port, Flanged Connection, ISO Mounting Pad, Class 150
A2020D-1-V | A2020D V-Ball | 1" | 398.359 |  |  |  |  | Stainless Steel V-Ball, 2 Piece, Full Port, Flanged Connection, ISO Mounting Pad, Class 150
A2020D-114-V | A2020D V-Ball | 1-1/4" | 682.232 |  |  |  |  | Stainless Steel V-Ball, 2 Piece, Full Port, Flanged Connection, ISO Mounting Pad, Class 150
A2020D-112-V | A2020D V-Ball | 1-1/2" | 906.171 |  |  |  |  | Stainless Steel V-Ball, 2 Piece, Full Port, Flanged Connection, ISO Mounting Pad, Class 150
A2020D-2-V | A2020D V-Ball | 2" | 1184.511 |  |  |  |  | Stainless Steel V-Ball, 2 Piece, Full Port, Flanged Connection, ISO Mounting Pad, Class 150
A2020D-212-V | A2020D V-Ball | 2-1/2" | 2059.547 |  |  |  |  | Stainless Steel V-Ball, 2 Piece, Full Port, Flanged Connection, ISO Mounting Pad, Class 150
A2020D-3-V | A2020D V-Ball | 3" | 2209.839 |  |  |  |  | Stainless Steel V-Ball, 2 Piece, Full Port, Flanged Connection, ISO Mounting Pad, Class 150
A2020D-4-V | A2020D V-Ball | 4" | 3609.696 |  |  |  |  | Stainless Steel V-Ball, 2 Piece, Full Port, Flanged Connection, ISO Mounting Pad, Class 150
150-603G | S-155G | 1/2" | 43.094 | 54 | 6 | 29 | 662527314109 | Lead Free Brass Ball Valve, CPVC Ball Valve, 2 Piece, Full Port, Solvent Connection, 150 WOG
150-604G | S-155G | 3/4" | 65.122 | 48 | 4 | 40 | 662527314116 | Lead Free Brass Ball Valve, CPVC Ball Valve, 2 Piece, Full Port, Solvent Connection, 150 WOG
150-605G | S-155G | 1" | 108.879 | 18 | 2 | 26 | 662527314123 | Lead Free Brass Ball Valve, CPVC Ball Valve, 2 Piece, Full Port, Solvent Connection, 150 WOG
150-606G | S-155G | 1-1/4" | 135.378 | 24 | 6 | 54 | 662527318725 | Lead Free Brass Ball Valve, CPVC Ball Valve, 2 Piece, Full Port, Solvent Connection, 150 WOG
150-607G | S-155G | 1-1/2" | 184.157 | 12 | 6 | 32 | 662527318732 | Lead Free Brass Ball Valve, CPVC Ball Valve, 2 Piece, Full Port, Solvent Connection, 150 WOG
150-608G | S-155G | 2" | 280.699 | 8 | 4 | 32 | 662527318749 | Lead Free Brass Ball Valve, CPVC Ball Valve, 2 Piece, Full Port, Solvent Connection, 150 WOG
150-663G | S-165G | 1/2" | 48.854 | 54 | 6 | 31 | 662527314130 | Lead Free Brass Ball Valve, CPVC Ball Valve, 2 Piece, Full Port, Solvent Connection with Drain, 150 WOG
150-664G | S-165G | 3/4" | 71.828 | 48 | 4 | 41 | 662527314147 | Lead Free Brass Ball Valve, CPVC Ball Valve, 2 Piece, Full Port, Solvent Connection with Drain, 150 WOG
150-665G | S-165G | 1" | 119.171 | 18 | 2 | 26 | 662527314154 | Lead Free Brass Ball Valve, CPVC Ball Valve, 2 Piece, Full Port, Solvent Connection with Drain, 150 WOG
210-603 | S-605 | 1/2" | 8.998 | 100 | 10 | 13 | 662527293220 | CPVC Ball Valve, Solvent Connection, Copper Tube Size, 150 WOG
210-604 | S-605 | 3/4" | 10.753 | 100 | 5 | 22 | 662527293237 | CPVC Ball Valve, Solvent Connection, Copper Tube Size, 150 WOG
210-605 | S-605 | 1" | 15.45 | 100 | 8 | 39 | 662527293244 | CPVC Ball Valve, Solvent Connection, Copper Tube Size, 150 WOG
210-606 | S-605 | 1-1/4" | 19.525 | 100 | 5 | 59 | 662527293251 | CPVC Ball Valve, Solvent Connection, Copper Tube Size, 150 WOG
210-607 | S-605 | 1-1/2" | 31.214 | 48 | 4 | 59 | 662527293268 | CPVC Ball Valve, Solvent Connection, Copper Tube Size, 150 WOG
210-608 | S-605 | 2" | 39.955 | 48 | 1 | 62 | 662527293275 | CPVC Ball Valve, Solvent Connection, Copper Tube Size, 150 WOG
210-543 | T/S-703 | 1/2" | 14.205 | 48 | 48 | 21 | 662527293138 | Tru-Union PVC Ball Valve, Threaded and Solvent Connections, Schedule 80, 150 WOG
210-544 | T/S-703 | 3/4" | 18.336 | 36 | 36 | 25 | 662527293145 | Tru-Union PVC Ball Valve, Threaded and Solvent Connections, Schedule 80, 150 WOG
210-545 | T/S-703 | 1" | 25.127 | 24 | 24 | 24 | 662527293152 | Tru-Union PVC Ball Valve, Threaded and Solvent Connections, Schedule 80, 150 WOG
210-546 | T/S-703 | 1-1/4" | 36.672 | 24 | 24 | 40 | 662527293169 | Tru-Union PVC Ball Valve, Threaded and Solvent Connections, Schedule 80, 150 WOG
210-547 | T/S-703 | 1-1/2" | 48.5 | 24 | 24 | 59 | 662527293176 | Tru-Union PVC Ball Valve, Threaded and Solvent Connections, Schedule 80, 150 WOG
210-548 | T/S-703 | 2" | 66.554 | 12 | 12 | 51 | 662527293183 | Tru-Union PVC Ball Valve, Threaded and Solvent Connections, Schedule 80, 150 WOG
210-549 | T/S-703 | 2-1/2" | 142.238 | 12 | 6 | 75 | 662527293190 | Tru-Union PVC Ball Valve, Threaded and Solvent Connections, Schedule 80, 150 WOG
210-550 | T/S-703 | 3" | 218.175 | 6 | 4 | 54 | 662527293206 | Tru-Union PVC Ball Valve, Threaded and Solvent Connections, Schedule 80, 150 WOG
210-551 | T/S-703 | 4" | 430.811 | 1 | 1 | 25 | 662527293213 | Tru-Union PVC Ball Valve, Threaded and Solvent Connections, Schedule 80, 150 WOG
210-203 | T-701 | 1/2" | 4.798 | 100 | 10 | 20 | 662527292780 | PVC Ball Valve, Threaded Connection, Schedule 80, 150 WOG
210-204 | T-701 | 3/4" | 6.137 | 100 | 10 | 32 | 662527292759 | PVC Ball Valve, Threaded Connection, Schedule 80, 150 WOG
210-205 | T-701 | 1" | 7.817 | 100 | 8 | 50 | 662527292766 | PVC Ball Valve, Threaded Connection, Schedule 80, 150 WOG
210-206 | T-701 | 1-1/4" | 9.708 | 100 | 5 | 66 | 662527292773 | PVC Ball Valve, Threaded Connection, Schedule 80, 150 WOG
210-207 | T-701 | 1-1/2" | 15.909 | 48 | 4 | 66 | 662527292797 | PVC Ball Valve, Threaded Connection, Schedule 80, 150 WOG
210-208 | T-701 | 2" | 20.919 | 24 | 8 | 40 | 662527292803 | PVC Ball Valve, Threaded Connection, Schedule 80, 150 WOG
210-209 | T-701 | 2-1/2" | 50.176 | 12 | 4 | 40 | 662527292810 | PVC Ball Valve, Threaded Connection, Schedule 80, 150 WOG
210-210 | T-701 | 3" | 88.143 | 12 | 6 | 56 | 662527292827 | PVC Ball Valve, Threaded Connection, Schedule 80, 150 WOG
210-211 | T-701 | 4" | 167.285 | 6 | 4 | 57 | 662527292834 | PVC Ball Valve, Threaded Connection, Schedule 80, 150 WOG
210-223 | S-701 | 1/2" | 4.798 | 100 | 10 | 20 | 662527292841 | PVC Ball Valve, Solvent Connection, Schedule 80, 150 WOG
210-224 | S-701 | 3/4" | 6.137 | 100 | 10 | 32 | 662527292858 | PVC Ball Valve, Solvent Connection, Schedule 80, 150 WOG
210-225 | S-701 | 1" | 7.817 | 100 | 8 | 50 | 662527292865 | PVC Ball Valve, Solvent Connection, Schedule 80, 150 WOG
210-226 | S-701 | 1-1/4" | 9.708 | 100 | 5 | 66 | 662527292872 | PVC Ball Valve, Solvent Connection, Schedule 80, 150 WOG
210-227 | S-701 | 1-1/2" | 15.909 | 48 | 4 | 66 | 662527292889 | PVC Ball Valve, Solvent Connection, Schedule 80, 150 WOG
210-228 | S-701 | 2" | 20.919 | 24 | 8 | 40 | 662527292896 | PVC Ball Valve, Solvent Connection, Schedule 80, 150 WOG
210-229 | S-701 | 2-1/2" | 52.266 | 12 | 4 | 40 | 662527292902 | PVC Ball Valve, Solvent Connection, Schedule 80, 150 WOG
210-230 | S-701 | 3" | 88.143 | 12 | 6 | 56 | 662527292919 | PVC Ball Valve, Solvent Connection, Schedule 80, 150 WOG
210-231 | S-701 | 4" | 160.851 | 6 | 4 | 57 | 662527292926 | PVC Ball Valve, Solvent Connection, Schedule 80, 150 WOG
210-703 | T-702 | 1/2" | 4.658 | 100 | 10 | 20 | 662527300126 | PVC Ball Valve, Threaded Connection, Schedule 40, 150 WOG
210-704 | T-702 | 3/4" | 5.959 | 100 | 10 | 32 | 662527300133 | PVC Ball Valve, Threaded Connection, Schedule 40, 150 WOG
210-705 | T-702 | 1" | 7.589 | 80 | 10 | 40 | 662527300140 | PVC Ball Valve, Threaded Connection, Schedule 40, 150 WOG
210-706 | T-702 | 1-1/4" | 9.425 | 50 | 10 | 33 | 662527300157 | PVC Ball Valve, Threaded Connection, Schedule 40, 150 WOG
210-707 | T-702 | 1-1/2" | 15.446 | 24 | 6 | 33 | 662527300164 | PVC Ball Valve, Threaded Connection, Schedule 40, 150 WOG
210-708 | T-702 | 2" | 20.31 | 24 | 3 | 40 | 662527300171 | PVC Ball Valve, Threaded Connection, Schedule 40, 150 WOG
210-723 | S-702 | 1/2" | 4.658 | 100 | 10 | 20 | 662527309648 | PVC Ball Valve, Solvent Connection, Schedule 40, 150 WOG
210-724 | S-702 | 3/4" | 5.959 | 100 | 10 | 32 | 662527309655 | PVC Ball Valve, Solvent Connection, Schedule 40, 150 WOG
210-725 | S-702 | 1" | 7.589 | 80 | 10 | 40 | 662527309662 | PVC Ball Valve, Solvent Connection, Schedule 40, 150 WOG
210-726 | S-702 | 1-1/4" | 9.425 | 50 | 10 | 33 | 662527309679 | PVC Ball Valve, Solvent Connection, Schedule 40, 150 WOG
210-727 | S-702 | 1-1/2" | 15.446 | 24 | 6 | 33 | 662527309686 | PVC Ball Valve, Solvent Connection, Schedule 40, 150 WOG
210-728 | S-702 | 2" | 20.31 | 24 | 3 | 40 | 662527309693 | PVC Ball Valve, Solvent Connection, Schedule 40, 150 WOG
240-003B | 175-LWN | 1/2" | 37.282 | 40 | 10 | 47 | 662527291790 | Brass Utility Gas Ball Valve, Full Port, FIP x FIP, 175 PSIG
240-003P | 175-LWN | 1/2" | 45.141 | 40 | 10 | 48 | 662527294777 | Painted Brass Utility Gas Ball Valve, Full Port, 175 PSIG
240-004B | 175-LWN | 3/4" | 41.573 | 40 | 10 | 51 | 662527291806 | Brass Coated Utility Gas Ball Valve, Full Port, 175 PSIG
240-004P | 175-LWN | 3/4" | 45.622 | 40 | 10 | 50 | 662527294784 | Painted Brass Utility Gas Ball Valve, Full Port, 175 PSIG
240-004T | 175-LWN | 3/4" | 45.629 | 40 | 10 | 51 | 662527291813 | T.E.A. Coated Brass Utility Gas Ball Valve, Full Port, 175 PSIG
240-005B | 175-LWN | 1" | 58.224 | 24 | 6 | 50 | 662527291820 | Brass Coated Utility Gas Ball Valve, Full Port, 175 PSIG
240-005P | 175-LWN | 1" | 63.3 | 24 | 6 | 49 | 662527294791 | Painted Brass Utility Gas Ball Valve, Full Port, 175 PSIG
240-005T | 175-LWN | 1" | 63.305 | 24 | 6 | 50 | 662527291837 | T.E.A. Coated Brass Utility Gas Ball Valve, Full Port, 175 PSIG
240-006B | 175-LWN | 1-1/4" | 105.394 | 16 | 4 | 47 | 662527291844 | Brass Coated Utility Gas Ball Valve, Full Port, 175 PSIG
240-006P | 175-LWN | 1-1/4" | 119.203 | 16 | 4 | 47 | 662527294807 | Painted Brass Utility Gas Ball Valve, Full Port, 175 PSIG
240-006T | 175-LWN | 1-1/4" | 119.197 | 16 | 4 | 47 | 662527291851 | T.E.A. Coated Brass Utility Gas Ball Valve, Full Port, 175 PSIG
240-007B | 175-LWN | 1-1/2" | 153.521 | 8 | 2 | 32 | 662527291868 | Brass Coated Utility Gas Ball Valve, Full Port, 175 PSIG
240-007P | 175-LWN | 1-1/2" | 168.625 | 8 | 2 | 32 | 662527294814 | Painted Brass Utility Gas Ball Valve, Full Port, 175 PSIG
240-007T | 175-LWN | 1-1/2" | 168.624 | 12 | 3 | 48 | 662527291875 | T.E.A. Coated Brass Utility Gas Ball Valve, Full Port, 175 PSIG
240-008B | 175-LWN | 2" | 204.695 | 8 | 4 | 49 | 662527291882 | Brass Coated Utility Gas Ball Valve, Full Port, 175 PSIG
240-008P | 175-LWN | 2" | 225.075 | 8 | 4 | 49 | 662527294821 | Painted Brass Utility Gas Ball Valve, Full Port, 175 PSIG
240-008T | 175-LWN | 2" | 225.074 | 8 | 4 | 49 | 662527291899 | T.E.A. Coated Brass Utility Gas Ball Valve, Full Port, 175 PSIG
241-004D | 175-LWIN | 3/4" | 64.019 | 30 | 5 | 59 | 662527291912 | Brass Utility Gas Ball Valve, Full Port, FIP x Dielectric Union, Insulated Tailpiece, 175 PSIG
241-004P | 175-LWIN | 3/4" | 70.026 | 32 | 5 | 69 | 662527294869 | Painted Brass Utility Gas Ball Valve, Full Port, FIP x Dielectric Union, Insulated Tailpiece, 175 PSIG
241-004T | 175-LWIN | 3/4" | 70.026 | 20 | 5 | 39 | 662527291936 | T.E.A. Coated Brass Utility Gas Ball Valve, Full Port, FIP x Dielectric Union, Insulated Tailpiece, 175 PSIG
241-005D | 175-LWIN | 1" | 91.61 | 12 | 2 | 43 | 662527304056 | Brass Utility Gas Ball Valve, Full Port, FIP x Dielectric Union, Insulated Tailpiece, 175 PSIG
241-005P | 175-LWIN | 1" | 95.934 | 12 | 2 | 50 | 662527294876 | Painted Brass Utility Gas Ball Valve, Full Port, FIP x Dielectric Union, Insulated Tailpiece, 175 PSIG
241-005T | 175-LWIN | 1" | 95.934 | 12 | 2 | 43 | 662527291981 | T.E.A. Coated Brass Utility Gas Ball Valve, Full Port, FIP x Dielectric Union, Insulated Tailpiece, 175 PSIG
241-006D | 175-LWIN | 1-1/4" | 142.201 | 8 | 2 | 43 | 662527297976 | Brass Utility Gas Ball Valve, Full Port, FIP x Dielectric Union, Insulated Tailpiece, 175 PSIG
241-006P | 175-LWIN | 1-1/4" | 153 | 12 | 2 | 46 | 662527294883 | Painted Brass Utility Gas Ball Valve, Full Port, FIP x Dielectric Union, Insulated Tailpiece, 175 PSIG
241-006T | 175-LWIN | 1-1/4" | 153 | 8 | 2 | 52 | 662527292025 | T.E.A. Coated Brass Utility Gas Ball Valve, Full Port, FIP x Dielectric Union, Insulated Tailpiece, 175 PSIG
241-008T | 175-LWIN | 2" | 451.87 | 4 | 2 | 41 | 662527307422 | T.E.A. Coated Brass Utility Gas Ball Valve, Full Port, FIP x Dielectric Union, Insulated Tailpiece, 175 PSIG
242-005B | 125-LWN | 1" | 50.205 | 24 | 6 | 40 | 662527292063 | Brass Utility Gas Ball Valve, Full Port, FIP x FIP Connection, 125 PSIG
246-005B | 125-LWN | 1" | 54.529 | 24 | 6 | 39 | 662527292155 | Brass Utility Gas Ball Valve, Full Port, FIP x FIP Connection, 125 PSIG
246-006B | 125-LWN | 1-1/4" | 84.412 | 24 | 6 | 39 | 662527309907 | Brass Utility Gas Ball Valve, Full Port, FIP x FIP Connection, 125 PSIG
243-004D | 175-LWIBP | 3/4" | 76.102 | 16 | 4 | 44 | 662527292087 | Brass Utility Gas Ball Valve, Full Port, Service Bypass, Insulated Tail Piece, 175 PSIG
243-004P | 175-LWIBP | 3/4" | 80.38 | 20 | 5 | 44 | 662527304674 | Painted Brass Utility Gas Ball Valve, Full Port, Service Bypass, Insulated Tail Piece, 175 PSIG
243-004T | 175-LWIBP | 3/4" | 96.39 | 16 | 4 | 44 | 662527309044 | T.E.A. Coated Brass Utility Gas Ball Valve, Full Port, Service Bypass, Insulated Tail Piece, 175 PSIG
243-004TV | 175-LWIBP | 3/4" | 74.291 | 16 | 4 | 44 | 662527311658 | Brass Utility Gas Ball Valve, Full Port, Service Bypass, 175 PSIG
243-004EXT | 175-LWIBP-EXT | 3/4" | 76.979 | 16 | 16 | 41 | 662527292094 | Brass Utility Gas Ball Valve, Full Port, Service Bypass, Extended Insulated Tail Piece, 175 PSIG
243-005D | 125-LWIBP Residential Bypass | 1" | 119.401 | 16 | 4 | 54 | 662527290007 | Brass Utility Gas Ball Valve, Full Port, Service Bypass, Insulated Tail Piece, 125 PSIG
243-005T | 125-LWIBP Residential Bypass | 1" | 127.745 | 16 | 4 | 44 | 662527311061 | T.E.A. Coated Brass Utility Gas Ball Valve, Full Port, Service Bypass, Insulated Tail Piece, 125 PSIG
244-005B | 125-LWBP Residential Bypass | 1" | 64.907 | 20 | 5 | 39 | 662527292124 | Brass Utility Gas Ball Valve, Full Port, Service Bypass, 125 PSIG
243-204B | 175 LWMP Residential Bypass | 3/4" | 65.035 | 16 | 4 | 28 | 662527307118 | Brass Utility Gas Ball Valve, Full Port, Service Bypass, MIP x MIP Connection, 175 PSIG
244-105B | 125-LWUBP Union Non Insulated Bypass | 1" | 84.669 | 16 | 4 | 41 | 662527292148 | Brass Utility Gas Ball Valve, Full Port, Service Bypass, Union Tail Piece, 125 PSIG
245-005B | 125-LWBP-S | 1" 20lt | 96.601 | 16 | 4 | 40 | 662527305596 | Brass Utility Gas Ball Valve, Full Port, Service Bypass, Meter Nut and Swivel Connection, 125 PSIG
245-105B | 125-LWBP-S | 1" 30lt | 100.597 | 16 | 4 | 43 | 662527307170 | Brass Utility Gas Ball Valve, Full Port, Service Bypass, Meter Nut and Swivel Connection, 125 PSIG
245-005BA | 125-LWBP-SA | 1" 20lt | 104.594 | 16 | 4 | 41 | 662527305602 | Brass Utility Gas Ball Valve, Full Port, Service Bypass, Angle Body, Meter Nut and Swivel Connection, 125 PSIG
245-105BA | 125-LWBP-SA | 1" 30lt | 111.922 | 16 | 4 | 44 | 662527307187 | Brass Utility Gas Ball Valve, Full Port, Service Bypass, Angle Body, Meter Nut and Swivel Connection, 125 PSIG
243-104T | 175 LWIBP Commercial Bypass | 3/4" | 130.071 | 8 | 1 | 27 | 662527306968 | T.E.A. Coated Utility Gas Ball Valve, Full Port, Service Bypass, Insulated Tail Piece, 175 PSIG
243-006D | 175-LWIBP Commercial Bypass | 1-1/4" | 187.744 | 8 | 2 | 47 | 662527304964 | Brass Utility Gas Ball Valve, Full Port, Service Bypass, Insulated Tail Piece, 175 PSIG
243-006T | 175 LWIBP Commercial Bypass | 1-1/4" | 207.459 | 8 | 2 | 47 | 662527304575 | T.E.A. Coated Utility Gas Ball Valve, Full Port, Service Bypass, Insulated Tail Piece, 175 PSIG
243-008T | 176 LWIBP Commercial Bypass | 2" | 524.221 | 2 | 1 | 25 | 662527307439 | T.E.A. Coated Utility Gas Ball Valve, Full Port, Service Bypass, Insulated Tail Piece, 175 PSIG
244-006B | 175-LWBP Commercial Bypass | 1-1/4" | 146.186 | 8 | 2 | 36 | 662527304599 | Brass Utility Gas Ball Valve, Full Port, Service Bypass, 175 PSIG
244-007B | 175-LWBP Commercial Bypass | 1-1/2" | 197.806 | 4 | 2 | 45 | 662527304605 | Brass Utility Gas Ball Valve, Full Port, Service Bypass, 175 PSIG
244-008B | 175-LWBP Commercial Bypass | 2" | 248.56 | 6 | 1 | 48 | 662527292131 | Brass Utility Gas Ball Valve, Full Port, Service Bypass, 175 PSIG
244-008T | 175-LWBP Commercial Bypass | 2" | 282.661 | 6 | 1 | 48 | 662527304582 | T.E.A. Coated Brass Utility Gas Ball Valve, Full Port, Service Bypass, 175 PSIG
245-106B | 175-LWBP Commercial Bypass | 1-1/4" | 228.448 | 4 | 2 | 22 | 662527307194 | Brass Utility Gas Ball Valve, Full Port, Service Bypass, 30 LT Nut and Swivel Connection, 175 PSIG
244-004B | 175-LWBP Brass | 3/4" | 52.239 | 20 | 5 | 31
244-005P | 125-LWBP Painted | 1" | 68.974 | 20 | 5 | 40 | 662527294852 | Painted Brass Utility Gas Ball Valve, Full Port, Service Bypass, 125 PSIG
244-105P | 125-LWUBP Painted | 1" | 86.153 | 20 | 5 | 51 | 662527304681 | Painted Brass Utility Gas Ball Valve, Full Port, Service Bypass, Union Tail Piece, 125 PSIG
247-106B | 1 1/4 IN 175 LWBP CMMRCL BYPASS VLV W/ 30LT NUT,SWVL | 1-1/4" | 245.989 | 8 | 2 | 43 | 662527309891 | Brass Utility Gas Ball Valve, Full Port, Service Bypass, 30 LT Nut and Swivel Connection, 175 PSIG
243-004K | Bypass Key | NA | 27.265 | 100 |  | 15 | 662527292100 | Bypass Key
241-004EUM | Insulated Extended Mail Tailpiece | 3/4" | 21.48 | 80 | 2 | 51 | 662527291929 | Insualted Extended Male Tail Piece
243-004KB | Bypass Key with Brass Extension | NA | 22.683 | 20 | 5 | 4 | 662527306203 | Bypass Key with Extension
701-103G | Dielectric Union | 1/2" | 18.129 | 80 | 10 | 30 | 662527295620 | Lead Free Brass Dielectric Union, Solder x Galvanized FIP Connection, 250 PSI
701-104G | Dielectric Union | 3/4" | 23.635 | 80 | 10 | 37 | 662527295637 | Lead Free Brass Dielectric Union, Solder x Galvanized FIP Connection, 250 PSI
701-105G | Dielectric Union | 1" | 33.975 | 80 | 10 | 41 | 662527295644 | Lead Free Brass Dielectric Union, Solder x Galvanized FIP Connection, 250 PSI
701-106G | Dielectric Union | 1-1/4" | 49.716 | 72 | 6 | 62 | 662527295651 | Lead Free Brass Dielectric Union, Solder x Galvanized FIP Connection, 250 PSI
701-107G | Dielectric Union | 1-1/2" | 73.007 | 36 | 6 | 61 | 662527295668 | Lead Free Brass Dielectric Union, Solder x Galvanized FIP Connection, 250 PSI
701-108G | Dielectric Union | 2" | 122.587 | 20 | 5 | 52 | 662527295675 | Lead Free Brass Dielectric Union, Solder x Galvanized FIP Connection, 250 PSI
701-304G | Dielectric Union | 3/4" | 32.826 | 96 | 12 | 61 | 662527297228 | Lead Free Brass Dielectric Union, Solder x Galvanized MIP Connection, 250 PSI
701-306G | Dielectric Union | 1" | 46.038 | 60 | 10 | 62 | 662527299376 | Lead Free Brass Dielectric Union, Solder x Galvanized MIP Connection, 250 PSI
701-503G | Dielectric Union | 1/2" | 28.995 | 100 | 10 | 52 | 662527297389 | Lead Free Brass Dielectric Union, FIP x Galvanized FP Connection, 250 PSI
701-504G | Dielectric Union | 3/4" | 40.62 | 60 | 10 | 50 | 662527297402 | Lead Free Brass Dielectric Union, FIP x Galvanized FP Connection, 250 PSI
701-505G | Dielectric Union | 1" | 61.909 | 40 | 5 | 53 | 662527297426 | Lead Free Brass Dielectric Union, FIP x Galvanized FP Connection, 250 PSI
701-703G | Dielectric Union | 1/2" | 26.74 | 100 | 10 | 45 | 662527314680 | Lead Free Brass Dielectric Union, Press x Galvanized FIP Connection, 250 PSI
701-704G | Dielectric Union | 3/4" | 33.532 | 80 | 10 | 52 | 662527314697 | Lead Free Brass Dielectric Union, Press x Galvanized FIP Connection, 250 PSI
701-705G | Dielectric Union | 1" | 46.988 | 60 | 6 | 57 | 662527314703 | Lead Free Brass Dielectric Union, Press x Galvanized FIP Connection, 250 PSI
701-706G | Dielectric Union | 1-1/4" | 64.155 | 40 | 5 | 57 | 662527314710 | Lead Free Brass Dielectric Union, Press x Galvanized FIP Connection, 250 PSI
701-707G | Dielectric Union | 1-1/2" | 91.066 | 24 | 4 | 47 | 662527314727 | Lead Free Brass Dielectric Union, Press x Galvanized FIP Connection, 250 PSI
701-708G | Dielectric Union | 2" | 151.796 | 16 | 2 | 48 | 662527314734 | Lead Free Brass Dielectric Union, Press x Galvanized FIP Connection, 250 PSI
701-803G | Dielectric Union | 1/2" | 31.698 | 100 | 10 | 56 | 662527314741 | Lead Free Brass Dielectric Union, Press x Galvanized MIP Connection, 250 PSI
701-804G | Dielectric Union | 3/4" | 38.949 | 80 | 10 | 64 | 662527314758 | Lead Free Brass Dielectric Union, Press x Galvanized MIP Connection, 250 PSI
701-103 | Dielectric Union | 1/2" | 15.229 | 80 | 12 | 30 | 662527297129 | Brass Dielectric Union, Solder x Galvanized FIP Connection, 250 PSI
701-104 | Dielectric Union | 3/4" | 18.275 | 80 | 10 | 37 | 662527297136 | Brass Dielectric Union, Solder x Galvanized FIP Connection, 250 PSI
701-105 | Dielectric Union | 1" | 26.643 | 80 | 12 | 62 | 662527297143 | Brass Dielectric Union, Solder x Galvanized FIP Connection, 250 PSI
701-106 | Dielectric Union | 1-1/4" | 39.773 | 40 | 10 | 48 | 662527297150 | Brass Dielectric Union, Solder x Galvanized FIP Connection, 250 PSI
701-107 | Dielectric Union | 1-1/2" | 58.978 | 36 | 6 | 60 | 662527297167 | Brass Dielectric Union, Solder x Galvanized FIP Connection, 250 PSI
701-108 | Dielectric Union | 2" | 94.664 | 20 | 5 | 52 | 662527297174 | Brass Dielectric Union, Solder x Galvanized FIP Connection, 250 PSI
701-413 | Dielectric Union | 1/2" | 19.069 | 80 | 10 | 41 | 662527297310 | Brass Dielectric Union, FIP x Galvanized FIP Connection, 250 PSI
701-414 | Dielectric Union | 3/4" | 25.607 | 60 | 10 | 49 | 662527297327 | Brass Dielectric Union, FIP x Galvanized FIP Connection, 250 PSI
701-415 | Dielectric Union | 1" | 41.68 | 40 | 5 | 54 | 662527297334 | Brass Dielectric Union, FIP x Galvanized FIP Connection, 250 PSI
701-416 | Dielectric Union | 1-1/4" | 63.337 | 40 | 5 | 57 | 662527297341 | Brass Dielectric Union, FIP x Galvanized FIP Connection, 250 PSI
701-417 | Dielectric Union | 1-1/2" | 95.345 | 20 | 5 | 61 | 662527297358 | Brass Dielectric Union, FIP x Galvanized FIP Connection, 250 PSI
701-418 | Dielectric Union | 2" | 153.915 | 12 | 2 | 43 | 662527297365 | Brass Dielectric Union, FIP x Galvanized FIP Connection, 250 PSI
701-403 | Dielectric Union | 1/2" | 18.01 | 80 | 10 | 42 | 662527297259 | Black Iron Dielectric Union, FIP x FIP Connection, 250 PSI
701-404 | Dielectric Union | 3/4" | 23.736 | 60 | 10 | 51 | 662527297266 | Black Iron Dielectric Union, FIP x FIP Connection, 250 PSI
701-405 | Dielectric Union | 1" | 40.454 | 40 | 5 | 53 | 662527297273 | Black Iron Dielectric Union, FIP x FIP Connection, 250 PSI
701-406 | Dielectric Union | 1-1/4" | 60.612 | 30 | 5 | 51 | 662527297280 | Black Iron Dielectric Union, FIP x FIP Connection, 250 PSI
701-407 | Dielectric Union | 1-1/2" | 90.306 | 20 | 5 | 61 | 662527297297 | Black Iron Dielectric Union, FIP x FIP Connection, 250 PSI
701-408 | Dielectric Union | 2" | 145.878 | 10 | 2 | 36 | 662527297303 | Black Iron Dielectric Union, FIP x FIP Connection, 250 PSI
703-102 | Liquid Propane Dielectruc Union | 1/2" MIP x 3/8" FL | 34.326 | 100 | 10 | 57 | 662527305824 | Liquid Propane Dielectric Union, MIP x Flare Connection, 250 PSI
703-103 | Liquid Propane Dielectruc Union | 1/2" MIP x 1/2" FL | 37.05 | 100 | 10 | 59 | 662527305831 | Liquid Propane Dielectric Union, MIP x Flare Connection, 250 PSI
703-104 | Liquid Propane Dielectruc Union | 1/2" MIP x 5/8" FL | 37.363 | 100 | 10 | 64 | 662527305848 | Liquid Propane Dielectric Union, MIP x Flare Connection, 250 PSI
704-102 | Liquid Propane Dielectruc Union | 3/4" MIP x 3/8" FL | 44.401 | 60 | 6 | 47 | 662527305855 | Liquid Propane Dielectric Union, MIP x Flare Connection, 250 PSI
704-103 | Liquid Propane Dielectruc Union | 3/4" MIP x 1/2" FL | 46.001 | 60 | 6 | 49 | 662527305862 | Liquid Propane Dielectric Union, MIP x Flare Connection, 250 PSI
704-104 | Liquid Propane Dielectruc Union | 3/4" MIP x 5/8" FL | 48.12 | 60 | 6 | 51 | 662527305879 | Liquid Propane Dielectric Union, MIP x Flare Connection, 250 PSI
201-003G | T-621G | 1/2" | 33.109 | 100 | 10 | 50 | 662527294586 | Lead Free Brass Boiler Drain, Threaded x MIP Connection, 125 WOG
201-004G | T-621G | 3/4” | 34.151 | 100 | 10 | 56 | 662527294593 | Lead Free Brass Boiler Drain, Threaded x MIP Connection, 125 WOG
201-103G | T-622G | 1/2" | 32.041 | 100 | 10 | 46 | 662527298539 | Lead Free Brass Boiler Drain, Threaded x FIP Connection, 125 WOG
201-104G | T-622G | 3/4" | 34.631 | 100 | 10 | 51 | 662527298546 | Lead Free Brass Boiler Drain, Threaded x FIP Connection, 125 WOG
201-133G | P-623G | 1/2" | 24.579 | 100 | 10 | 45 | 662527319005 | Lead Free Brass Boiler Drain, Press x FIP Connection, 125 WOG
201-134G | P-623G | 3/4" | 25.349 | 100 | 10 | 48 | 662527319012 | Lead Free Brass Boiler Drain, Press x FIP Connection, 125 WOG
201-123G | T-624G | 1/2” | 26.316 | 96 | 6 | 53 | 662527305510 | Lead Free Brass Boiler Drain, Crimp Pex Connection, 125 WOG
201-003 | T-621 | 1/2" | 21.522 |  |  |  | 662527301673 | Brass Boiler Drain, Threaded x MIP Connection, 125 WOG
201-004 | T-621 | 3/4" | 24.041 |  |  |  | 662527301680 | Brass Boiler Drain, Threaded x MIP Connection, 125 WOG
202-003G | T-641G | 1/2" | 19.27 | 100 | 10 | 58 | 662527298683 | Lead Free Brass Sillcock, Threaded x FIP Connection, 125 WOG
202-004G | T-641G | 3/4" | 21.007 | 100 | 10 | 64 | 662527298690 | Lead Free Brass Sillcock, Threaded x FIP Connection, 125 WOG
202-103G | S-641G | 1/2" | 20.424 | 100 | 10 | 59 | 662527298706 | Lead Free Brass Sillcock, Solder x FIP Connection, 125 WOG
202-104G | S-641G | 3/4" | 20.562 | 100 | 10 | 65 | 662527298713 | Lead Free Brass Sillcock, Solder x FIP Connection, 125 WOG
201-215G | T-632G | 1/2" | 24.154 | 100 | 10 | 43 | 662527309570 | Lead Free Brass Hose Bibb, Threaded Connection, Quarter-Turn, 200 WOG
201-216G | T-632G | 3/4" | 24.325 | 100 | 10 | 43 | 662527309587 | Lead Free Brass Hose Bibb, Threaded Connection, Quarter-Turn, 200 WOG
201-205G | T-632G | 1/2” | 21.36 | 100 | 10 | 43 | 662527305183 | Nickel-Plated, Lead Free Brass Hose Bibb, Threaded Connection, Quarter-Turn, 200 WOG
201-206G | T-632G | 3/4” | 22.897 | 100 | 10 | 47 | 662527305190 | Nickel-Plated, Lead Free Brass Hose Bibb, Threaded Connection, Quarter-Turn, 200 WOG
201-217G | T-632NKG | 1/2" | 25.265 | 100 | 10 | 40 | 662527309594 | Lead Free Brass Hose Bibb, Threaded Connection, Quarter-Turn, No Kink, 200 WOG
201-218G | T-632NKG | 3/4" | 27.082 | 100 | 10 | 40 | 662527309600 | Lead Free Brass Hose Bibb, Threaded Connection, Quarter-Turn, No Kink, 200 WOG
201-207G | T-632NKG | 1/2” | 21.36 | 100 | 10 | 40 | 662527305206 | Nickel-Plated, Lead Free Brass Hose Bibb, Threaded Connection, Quarter-Turn, No Kink, 200 WOG
201-208G | T-632NKG | 3/4” | 22.897 | 100 | 10 | 45 | 662527305213 | Nickel-Plated, Lead Free Brass Hose Bibb, Threaded Connection, Quarter-Turn, No Kink, 200 WOG
201-203G | P-632NKG | 1/2” | 26.523 | 100 | 10 | 35 | 662527319043 | Nickel-Plated, Lead Free Brass Hose Bibb, Press Connection, Quarter-Turn, No Kink, 200 WOG
201-204G | P-632NKG | 3/4” | 28.43 | 100 | 10 | 38 | 662527319050 | Nickel-Plated, Lead Free Brass Hose Bibb, Press Connection, Quarter-Turn, No Kink, 200 WOG
203-204G | T-653G | 3/4" | 31.616 | 240 | 20 | 51 | 662527294753 | Lead Free Brass Vacuum Breaker, Threaded Connection
300-006 | Snap-N-Loc® |  | 58.719 | 24 | 24 | 26 | 662527293930 | Designer Series Basket Strainer, SS-306, Sink Strainer, 300 Grade Stainless or Brushed Stainless Steel
300-008 | Snap-N-Loc® |  | 70.556 | 24 | 24 | 22 | 662527293947 | Designer Series Basket Strainer, SS-306, Sink Strainer, 300 Grade Stainless or Brushed Stainless Steel
300-017CLAM | Snap-N-Loc® |  | 97.165 | 24 | 6 | 26 | 662527294029 | Designer Series Basket Strainer, SS-306, Sink Strainer, 300 Grade Stainless or Brushed Stainless Steel
300-001 | Twist-N-Loc® |  | 83.686 | 24 | 24 | 22 | 662527293909 | Designer Series Basket Strainer, SS-304, Sink Strainer, Chrome Plated Brass or 300 Grade Brushed Stainless Steel
300-003 | Twist-N-Loc® |  | 101.074 | 24 | 24 | 26 | 662527293916 | Designer Series Basket Strainer, SS-304, Sink Strainer, Chrome Plated Brass or 300 Grade Brushed Stainless Steel
300-023CLAM | Twist-N-Loc® |  | 104.754 | 24 | 6 | 26 | 662527294067 | Designer Series Basket Strainer, SS-304, Sink Strainer, Chrome Plated Brass or 300 Grade Brushed Stainless Steel
300-004 | Easy-Loc® |  | 96.005 | 24 | 24 | 27 | 662527293923 | Designer Series Basket Strainer, SS-305, Sink Strainer, Chrome Plated Brass
300-011 | Mag-Na-Loc™ |  | 54.152 | 24 | 24 | 19 | 662527293961 | Designer Series Basket Strainer, SS-420, Sink Strainer, 300 Grade Stainless Steel
300-013 | Snap-N-Seal® |  | 30.975 | 24 | 24 | 15 | 662527293992 | Designer Series Basket Strainer, SS-430, Sink Strainer, 400 Grade Stainless Steel
300-014 | Snap-Tite™ |  | 55.26 | 24 | 24 | 24 | 662527293985 | Designer Series Basket Strainer, SS-440, Sink Strainer, 300 Grade Stainless Steel
300-021CLAM | Push-N-Seal II™ |  | 81.106 | 24 | 6 | 13 | 662527294050 | Designer Series Basket Strainer, BS-323-DBS, Sink Strainer, 400 Grade Brushed Stainless Steel
300-101 | Small Wonder™ |  | 64.62 | 96 | 1 | 49 | 662527294005 | Designer Series Basket Strainer, SS-308, Sink Strainer, Chrome Plated Brass or 300 Grade Brushed Stainless Steel
300-102 | Bar-ette™ |  | 49.553 | 96 | 1 | 39 | 662527294012 | Designer Series Basket Strainer, SS-310, Bar Sink Strainer, Chrome Plated Brass
301-001 | Accessories |  | 26.98 |  |  |  | 662527302205 | Basket, for Designer Series Basket Strainer Twist-N-Loc®
301-002 | Accessories |  | 23.424 |  |  |  | 662527302212 | Basket, for Designer Series Basket Strainer Snap-N-Loc®
302-106 | Accessories |  | 15.114 |  |  |  | 662527302380 | Brass Tailnut, for Designer Series Basket Strainers
305-400 | Disposer with Stopper |  | 18.754 | 48 | 48 |  | 662527294074 | Builder Series Basket Strainer, SS-400, 400 Grade Stainless Steel
305-401 | Economy Strainer |  | 22.516 | 48 | 48 |  | 662527300218 | Builder Series Basket Strainer, SS-401, Sink Strainer, 400 Grade Stainless Steel
305-408 | Basic Deep Cup Sink Strainer |  | 32.902 | 48 | 48 | 35 | 662527294111 | Builder Series Basket Strainer, SS-409, Sink Strainer, 400 Grade Stainless Steel
400-001 | White Stuff | 2 oz tube | 5.626 |  | 72 | 11 | 662527297983 | Slow-Drying, Soft-Set, PTFE Thread Sealant
400-002 | White Stuff | 4 oz can | 12.348 |  | 24 | 13 | 662527297990 | Slow-Drying, Soft-Set, PTFE Thread Sealant
400-003 | White Stuff | 8 oz can | 19.56 |  | 24 | 20 | 662527298003 | Slow-Drying, Soft-Set, PTFE Thread Sealant
400-004 | White Stuff | 16 oz can | 30.648 |  | 12 | 22 | 662527298010 | Slow-Drying, Soft-Set, PTFE Thread Sealant
400-005 | White Stuff | 32 oz can | 56.39 |  | 12 | 39 | 662527298027 | Slow-Drying, Soft-Set, PTFE Thread Sealant
400-101 | Green Stuff | 2 oz tube | 5.365 |  | 72 | 11 | 662527293732 | Slow-Drying, Soft-Set, Generla Purpose Thread Sealant
400-102 | Green Stuff | 4 oz can | 11.171 |  | 24 | 13 | 662527293749 | Slow-Drying, Soft-Set, Generla Purpose Thread Sealant
400-103 | Green Stuff | 8 oz can | 17.942 |  | 24 | 20 | 662527293756 | Slow-Drying, Soft-Set, Generla Purpose Thread Sealant
400-104 | Green Stuff | 16 oz can | 28.864 |  | 12 | 22 | 662527293763 | Slow-Drying, Soft-Set, Generla Purpose Thread Sealant
400-105 | Green Stuff | 32 oz can | 53.608 |  | 12 | 39 | 662527293770 | Slow-Drying, Soft-Set, Generla Purpose Thread Sealant
400-202 | Heavyweight | 4 oz can | 18.695 |  | 24 | 13 | 662527297679 | Slow-Drying, Soft-Set, Extra PTFE Thread Sealant
400-203 | Heavyweight | 8 oz can | 33.383 |  | 24 | 20 | 662527297686 | Slow-Drying, Soft-Set, Extra PTFE Thread Sealant
400-204 | Heavyweight | 16 oz can | 48.934 |  | 12 | 22 | 662527297693 | Slow-Drying, Soft-Set, Extra PTFE Thread Sealant
400-302 | WOG Plus | 4 oz can | 12.08 |  | 24 | 12 | 662527294906 | Fast-Drying, Hard-Set, Thread and Gasket Sealant
400-303 | WOG Plus | 8 oz can | 16.384 |  | 24 | 21 | 662527294913 | Fast-Drying, Hard-Set, Thread and Gasket Sealant
400-304 | WOG Plus | 16 oz can | 26.36 |  | 12 | 19 | 662527294920 | Fast-Drying, Hard-Set, Thread and Gasket Sealant
400-403 | Copper Anti-Seize | 8 oz can | 28.292 |  | 24 | 19 | 662527300805 | High Temperature Anti-Seize Lubricant and Thread Sealant
400-404 | Copper Anti-Seize | 16 oz can | 38.766 |  | 12 | 15 | 662527300812 | High Temperature Anti-Seize Lubricant and Thread Sealant
400-503 | Nickel Anti-Seize | 8 oz can | 46.655 |  | 12 | 19 | 662527309358 | High Temperature Nickel Anti-Seize Lubricant and Thread Sealant
400-504 | Nickel Anti-Seize | 16 oz can | 75.977 |  | 12 | 15 | 662527309365 | High Temperature Nickel Anti-Seize Lubricant and Thread Sealant
899-701 | Lever Handle | 1/4", 3/8", 1/2" | 9.016 | 100 |  | 5 | 662527303684 | Accessory, Geomet-Plated Steel, Fits T-100, S-100, JP-100 Series
899-704 | Lever Handle | 3/4" | 9.016 | 100 |  | 10 | 662527303691 | Accessory, Geomet-Plated Steel, Fits T-100, S-100, JP-100 Series
899-705 | Lever Handle | 1", 1-1/4" | 13.794 | 100 |  | 14 | 662527303707 | Accessory, Geomet-Plated Steel, Fits T-100, S-100, JP-100 Series
899-708 | Lever Handle | 1-1/2", 2" | 23.789 | 100 |  | 30 | 662527303714 | Accessory, Geomet-Plated Steel, Fits T-100, S-100, JP-100 Series
899-710 | Lever Handle | 2-1/2”, 3" | 28.168 | 50 |  | 32 | 662527303721 | Accessory, Geomet-Plated Steel, Fits T-100, S-100, JP-100 Series
899-711 | Lever Handle | 4" | 94.73 | 50 |  | 52 | 662527303738 | Accessory, Geomet-Plated Steel, Fits T-100, S-100, JP-100 Series
100-103RH | Lever Handle | 1/4" - 1/2" | 1.649 |  |  |  |  | Accessory, Chrome-Plated Steel, Fits JF-100T/S, T/S-110, T-100HF, S-100HS, T/S-412G, T/S-422G, T-423G
100-105RH | Lever Handle | 3/4" - 1" | 2.424 |  |  |  |  | Accessory, Chrome-Plated Steel, Fits JF-100T/S, T/S-110, T-100HF, S-100HS, T/S-412G, T/S-422G, T-423G
100-108RH | Lever Handle | 1-1/4" - 2" | 3.498 |  |  |  |  | Accessory, Chrome-Plated Steel, Fits JF-100T/S, T/S-110, T-100HF, S-100HS, T/S-412G, T/S-422G, T-423G
100-109RH | Lever Handle | 2-1/2" | 17.317 |  |  |  |  | Accessory, Chrome-Plated Steel, Fits JF-100T/S, T/S-110, T-100HF, S-100HS, T/S-412G, T/S-422G, T-423G
100-110RH | Lever Handle | 3" | 20.915 |  |  |  |  | Accessory, Chrome-Plated Steel, Fits JF-100T/S, T/S-110, T-100HF, S-100HS, T/S-412G, T/S-422G, T-423G
100-111RH | Lever Handle | 4" | 21.64 |  |  |  |  | Accessory, Chrome-Plated Steel, Fits JF-100T/S, T/S-110, T-100HF, S-100HS, T/S-412G, T/S-422G, T-423G
220-300 | Lever Handle and Nut | 1/4", 3/8", 1/2" | 9.714 |  |  |  | 662527301994 | Accessory, Stainless Steel, Fits T-100, S-100, JP-100 Series
220-301 | Lever Handle and Nut | 3/4" | 11.585 |  |  |  | 662527302007 | Accessory, Stainless Steel, Fits T-100, S-100, JP-100 Series
220-302 | Lever Handle and Nut | 1", 1-1/4" | 17.823 |  |  |  | 662527302014 | Accessory, Stainless Steel, Fits T-100, S-100, JP-100 Series
220-303 | Lever Handle and Nut | 1-1/2", 2" | 31.369 |  |  |  | 662527302021 | Accessory, Stainless Steel, Fits T-100, S-100, JP-100 Series
220-305 | Lever Handle and Nut | 2-1/2”, 3" | 47.232 | 50 |  | 32 | 662527302038 | Accessory, Stainless Steel, Fits T-100, S-100, JP-100 Series
220-306 | Lever Handle and Nut | 4" | 126.368 |  |  |  | 662527302045 | Accessory, Stainless Steel, Fits T-100, S-100, JP-100 Series
100-103SH | Lever Handle and Nut | 1/4" - 1/2" | 19.196 |  |  |  | 662527300942 | Accessory, Stainless Steel, Fits JF-100T/S
100-105SH | Lever Handle and Nut | 3/4" - 1" | 25.195 |  |  |  | 662527298072 | Accessory, Stainless Steel, Fits JF-100T/S
100-108SH | Lever Handle and Nut | 1-1/4" - 2” | 31.194 |  |  |  | 662527298089 | Accessory, Stainless Steel, Fits JF-100T/S
220-714G | Locking Handle | 1/4", 3/8", 1/2" | 13.994 |  |  |  | 662527317674 | Accessory, Latch Lock, Stainless Steel, for Lead Free Valves, Fits T/S-200CSSG
220-715G | Locking Handle | 3/4", 1" | 24.907 |  |  |  | 662527317681 | Accessory, Latch Lock, Stainless Steel, for Lead Free Valves, Fits T/S-200CSSG
220-716G | Locking Handle | 1-1/4" | 24.907 |  |  |  | 662527317698 | Accessory, Latch Lock, Stainless Steel, for Lead Free Valves, Fits T/S-200CSSG
220-717G | Locking Handle | 1-1/2", 2" | 39.713 |  |  |  | 662527317704 | Accessory, Latch Lock, Stainless Steel, for Lead Free Valves, Fits T/S-200CSSG
220-718G | Locking Handle | 2-1/2", 3" | 61.776 |  |  |  | 662527325297 | Accessory, Latch Lock, Stainless Steel, for Lead Free Valves, Fits T/S-200CSSG
220-714 | Locking Handle | 1/4", 3/8", 1/2" | 13.994 |  |  |  | 662527317711 | Accessory, Latch Lock, Stainless Steel, Fits T/S-200CSS
220-715 | Locking Handle | 3/4", 1" | 24.907 |  |  |  | 662527317728 | Accessory, Latch Lock, Stainless Steel, Fits T/S-200CSS
220-716 | Locking Handle | 1-1/4" | 24.907 |  |  |  | 662527317735 | Accessory, Latch Lock, Stainless Steel, Fits T/S-200CSS
220-717 | Locking Handle | 1-1/2", 2" | 39.713 |  |  |  | 662527325303 | Accessory, Latch Lock, Stainless Steel, Fits T/S-200CSS
220-994G | Locking Handle | 1/4", 3/8", 1/2" | 8.066 | 100 |  | 9 | 662527310460 | Accessory, Latch Lock, Stainless Steel, for Lead Free Valves, Fits T/S-100CG, JP-100G, JP-100SSG, T-100UEG
220-995G | Locking Handle | 3/4" | 10.082 |  |  |  | 662527310477 | Accessory, Latch Lock, Stainless Steel, for Lead Free Valves, Fits T/S-100CG, JP-100G, JP-100SSG, T-100UEG
220-996G | Locking Handle | 1", 1-1/4" | 15.123 | 100 |  | 20 | 662527310484 | Accessory, Latch Lock, Stainless Steel, for Lead Free Valves, Fits T/S-100CG, JP-100G, JP-100SSG, T-100UEG
220-997G | Locking Handle | 1-1/2", 2" | 26.997 | 100 |  | 39 | 662527310491 | Accessory, Latch Lock, Stainless Steel, for Lead Free Valves, Fits T/S-100CG, JP-100G, JP-100SSG, T-100UEG
100-103GLL | Locking Handle | 1/4" - 1/2" | 4.171 |  |  |  | 662527300096 | Accessory, Latch Lock, Chrome-Plated Steel, Fits JF-100G Series, T/S-412G, T/S-422G, T-423G
100-105GLL | Locking Handle | 3/4” - 1" | 4.414 |  |  |  | 662527300102 | Accessory, Latch Lock, Chrome-Plated Steel, Fits JF-100G Series, T/S-412G, T/S-422G, T-423G
100-108GLL | Locking Handle | 1-1/4" - 2" | 5.299 |  |  |  | 662527300119 | Accessory, Latch Lock, Chrome-Plated Steel, Fits JF-100G Series, T/S-412G, T/S-422G, T-423G
100-109GLL | Locking Handle | 2-1/2” | 28.689 |  |  |  | 662527303844 | Accessory, Latch Lock, Chrome-Plated Steel, Fits JF-100G Series, T/S-412G, T/S-422G, T-423G
100-110GLL | Locking Handle | 3” | 35.929 |  |  |  | 662527303851 | Accessory, Latch Lock, Chrome-Plated Steel, Fits JF-100G Series, T/S-412G, T/S-422G, T-423G
100-111GLL | Locking Handle | 4” | 44.346 |  |  |  | 662527303868 | Accessory, Latch Lock, Chrome-Plated Steel, Fits JF-100G Series, T/S-412G, T/S-422G, T-423G
100-103LL | Locking Handle | 1/4" - 1/2" | 4.171 |  |  |  | 662527300935 | Accessory, Latch Lock, Chrome-Plated Steel, Fits JF-100G Series, T/S-412G, T/S-422G, T-423G
100-105LL | Locking Handle | 3/4” - 1" | 4.414 |  |  |  | 662527300966 | Accessory, Latch Lock, Chrome-Plated Steel, Fits JF-100G Series, T/S-412G, T/S-422G, T-423G
100-108LL | Locking Handle | 1-1/4" - 2" | 5.299 |  |  |  | 662527300980 | Accessory, Latch Lock, Chrome-Plated Steel, Fits JF-100G Series, T/S-412G, T/S-422G, T-423G
100-109LL | Locking Handle | 2-1/2” | 28.689 |  |  |  | 662527300744 | Accessory, Latch Lock, Chrome-Plated Steel, Fits JF-100G Series, T/S-412G, T/S-422G, T-423G
100-110LL | Locking Handle | 3” | 35.929 |  |  |  | 662527300751 | Accessory, Latch Lock, Chrome-Plated Steel, Fits JF-100G Series, T/S-412G, T/S-422G, T-423G
100-111LL | Locking Handle | 4” | 44.346 |  |  |  | 662527301000 | Accessory, Latch Lock, Chrome-Plated Steel, Fits JF-100G Series, T/S-412G, T/S-422G, T-423G
220-994 | Locking Handle | 1/4", 3/8", 1/2" | 6.626 | 100 |  | 9 | 662527300874 | Accessory, Latch Lock, Stainless Steel, Fits T-100NE
220-995 | Locking Handle | 3/4" | 8.283 |  |  |  | 662527300881 | Accessory, Latch Lock, Stainless Steel, Fits T-100NE
220-996 | Locking Handle | 1", 1-1/4" | 12.424 | 100 |  | 20 | 662527300898 | Accessory, Latch Lock, Stainless Steel, Fits T-100NE
220-997 | Locking Handle | 1-1/2", 2" | 22.179 | 100 |  | 39 | 662527300904 | Accessory, Latch Lock, Stainless Steel, Fits T-100NE
220-984 | Locking Handle | 1/4", 3/8", 1/2" | 6.626 | 100 |  | 9 | 662527311788 | Accessory, Latch Lock, Stainless Steel, Fits T-100FMN, T-100SSE, JP-100
220-985 | Locking Handle | 3/4" | 8.283 | 100 |  | 9 | 662527311795 | Accessory, Latch Lock, Stainless Steel, Fits T-100FMN, T-100SSE, JP-100
220-986 | Locking Handle | 1", 1-1/4" | 12.424 | 100 |  | 9 | 662527311801 | Accessory, Latch Lock, Stainless Steel, Fits T-100FMN, T-100SSE, JP-100
220-987 | Locking Handle | 1-1/2", 2" | 22.179 | 100 |  | 9 | 662527311818 | Accessory, Latch Lock, Stainless Steel, Fits T-100FMN, T-100SSE, JP-100
100-992LH | Locking Handle | 3/8” | 23.3 |  |  |  |  | Accessory, Latch Lock, Stainless Steel, Fits T-SS-2002N-DUE
100-993LH | Locking Handle | 1/2” | 23.3 |  |  |  |  | Accessory, Latch Lock, Stainless Steel, Fits T-SS-2002N-DUE
100-994LH | Locking Handle | 3/4” | 27.69 |  |  |  |  | Accessory, Latch Lock, Stainless Steel, Fits T-SS-2002N-DUE
100-995LH | Locking Handle | 1” | 27.69 |  |  |  |  | Accessory, Latch Lock, Stainless Steel, Fits T-SS-2002N-DUE
100-996LH | Locking Handle | 1-1/4” | 32.78 |  |  |  |  | Accessory, Latch Lock, Stainless Steel, Fits T-SS-2002N-DUE
100-997LH | Locking Handle | 1-1/2", 2" | 32.78 |  |  |  |  | Accessory, Latch Lock, Stainless Steel, Fits T-SS-2002N-DUE
210-994 | Locking Handle | 1/4", 3/8", 1/2" | 36.385 | 100 |  | 19 | 662527301765 | Accessory, Lift-N-Lock, Spring-Loaded Tamper-Proof Locking Device
210-995 | Locking Handle | 3/4" | 36.385 | 100 |  | 21 | 662527301789 | Accessory, Lift-N-Lock, Spring-Loaded Tamper-Proof Locking Device
210-996 | Locking Handle | 1", 1-1/4" | 42.696 | 100 |  | 36 | 662527301802 | Accessory, Lift-N-Lock, Spring-Loaded Tamper-Proof Locking Device
210-997 | Locking Handle | 1-1/2", 2" | 55.189 | 50 |  | 28 | 662527301826 | Accessory, Lift-N-Lock, Spring-Loaded Tamper-Proof Locking Device
210-998 | Locking Handle | 2-1/2", 3" | 55.189 | 50 |  | 28 | 662527301826 | Accessory, Lift-N-Lock, Spring-Loaded Tamper-Proof Locking Device
210-994C | Locking Handle | 1/4", 3/8", 1/2" | 36.385 | 100 |  | 19 | 662527301772 | Accessory, Lift-N-Lock, Spring-Loaded Tamper-Proof Locking Device
210-995C | Locking Handle | 3/4" | 36.385 |  |  |  | 662527301796 | Accessory, Lift-N-Lock, Spring-Loaded Tamper-Proof Locking Device
210-996C | Locking Handle | 1", 1-1/4" | 42.696 | 100 |  | 36 | 662527301819 | Accessory, Lift-N-Lock, Spring-Loaded Tamper-Proof Locking Device
210-997C | Locking Handle | 1-1/2", 2" | 55.189 | 50 |  | 28 | 662527301833 | Accessory, Lift-N-Lock, Spring-Loaded Tamper-Proof Locking Device
210-998C | Locking Handle | 2-1/2", 3" | 79.378 | 50 |  | 50 | 662527301857 | Accessory, Lift-N-Lock, Spring-Loaded Tamper-Proof Locking Device
210-999C | Locking Handle | 4” | 260.659 |  |  |  | 662527301864 | Accessory, Lift-N-Lock, Spring-Loaded Tamper-Proof Locking Device
220-204 | T-Handle | 1/4”, 3/8”, 1/2” | 6.285 | 100 |  | 5 | 662527301956 | Accessory, Red Aluminum, Fits T-100, S-100, JP-100 Series
220-205 | T-Handle | 3/4” | 8.501 | 100 |  | 7 | 662527301963 | Accessory, Red Aluminum, Fits T-100, S-100, JP-100 Series
220-206 | T-Handle | 1”, 1-1/4” | 13.021 | 100 |  | 9 | 662527301970 | Accessory, Red Aluminum, Fits T-100, S-100, JP-100 Series
899-123 | T-Handle | 1/4" - 1/2" | 3.93 |  |  |  | 662527306494 | Accessory, Red Aluminum, Fits T/S-412G, T/S-422G, T-423G, JF-100T/S, T/S-110, T-100HF, S-100HS
899-125 | T-Handle | 3/4", 1" | 3.624 |  |  |  | 662527306500 | Accessory, Red Aluminum, Fits T/S-412G, T/S-422G, T-423G, JF-100T/S, T/S-110, T-100HF, S-100HS
220-223 | Long Neck T-Handle | 1/4", 3/8", 1/2" | 5.178 | 100 |  | 5 |  | Accessory, Fits T-100, S-100, JP-100 Series
220-224 | Long Neck T-Handle | 3/4" | 5.706 | 100 |  | 6 |  | Accessory, Fits T-100, S-100, JP-100 Series
220-225 | Long Neck T-Handle | 1", 1-1/4" | 8.41 | 100 |  | 9 |  | Accessory, Fits T-100, S-100, JP-100 Series
899-123GWH | Wingtip Handle | 1/4", 3/8", 1/2" | 4.304 |  |  |  | 662527314819 | Accessory, Fits JF-100 Series, T/S-412G, T/S-422G, JP-150G, T/S-150G
899-125GWH | Wingtip Handle | 3/4", 1" | 7.08 |  |  |  | 662527314888 | Accessory, Fits JF-100 Series, T/S-412G, T/S-422G, JP-150G, T/S-150G
899-128GWH | Wingtip Handle | 1-1/4", 1-1/2", 2" | 10.565 |  |  |  | 662527314895 | Accessory, Fits JF-100 Series, T/S-412G, T/S-422G, JP-150G, T/S-150G
220-514 | Oval Handle | 1/4" 1/2" | 31.83 |  |  |  | 662527316004 | Accessory, Fits T-100, S-100, JP-100 Series
220-515 | Oval Handle | 3/4" | 40.194 |  |  |  | 662527316011 | Accessory, Fits T-100, S-100, JP-100 Series
220-516 | Oval Handle | 1" & 1-1/4" | 51.26 |  |  |  | 662527316028 | Accessory, Fits T-100, S-100, JP-100 Series
220-517 | Oval Handle | 1-1/2" & 2" | 71.498 |  |  |  | 662527316035 | Accessory, Fits T-100, S-100, JP-100 Series
100-103OH | Oval Handle | 1/4-1/2 | 28.935 |  |  |  | 662527309310 | Accessory, Fits any JF-100T/S, T/S-110, T-100HF, S-100HS
100-105OH | Oval Handle | 3/4"-1" | 46.59 |  |  |  | 662527309327 | Accessory, Fits any JF-100T/S, T/S-110, T-100HF, S-100HS
100-108OH | Oval Handle | 1-1/4"-2" | 65.004 |  |  |  | 662527309334 | Accessory, Fits any JF-100T/S, T/S-110, T-100HF, S-100HS
220-323 | Thermal-Block™ | 1/2" | 46.885 |  |  |  |  | Accessory, Thermal Insulated Handle with Memory Stop, Fits T/S-100CG, T/S-100CSSG, JP-100G, JP-100SSG, T-100NE
220-324 | Thermal-Block™ | 3/4" | 50.895 |  |  |  |  | Accessory, Thermal Insulated Handle with Memory Stop, Fits T/S-100CG, T/S-100CSSG, JP-100G, JP-100SSG, T-100NE
220-326 | Thermal-Block™ | 1", 1-1/4" | 51.82 |  |  |  |  | Accessory, Thermal Insulated Handle with Memory Stop, Fits T/S-100CG, T/S-100CSSG, JP-100G, JP-100SSG, T-100NE
220-328 | Thermal-Block™ | 1-1/2", 2" | 59.55 |  |  |  |  | Accessory, Thermal Insulated Handle with Memory Stop, Fits T/S-100CG, T/S-100CSSG, JP-100G, JP-100SSG, T-100NE
220-423 | Thermal-Block™ | 1/2" | 48.291 |  |  |  | 662527327055 | Accessory, Thermal Insulated Handle with Memory Stop, Fits T/S-200CSSG, T-S/200CSS
220-424 | Thermal-Block™ | 3/4", 1" | 54.013 |  |  |  | 662527327062 | Accessory, Thermal Insulated Handle with Memory Stop, Fits T/S-200CSSG, T-S/200CSS
220-426 | Thermal-Block™ | 1-1/4" | 57.19 |  |  |  | 662527327079 | Accessory, Thermal Insulated Handle with Memory Stop, Fits T/S-200CSSG, T-S/200CSS
220-428 | Thermal-Block™ | 1-1/2", 2" | 88.25 |  |  |  | 662527327086 | Accessory, Thermal Insulated Handle with Memory Stop, Fits T/S-200CSSG, T-S/200CSS
220-014 | Slo-Ball Handle | 1/4", 3/8", 1/2" | 77.6 | 100 |  | 16 | 662527301871 | Accessory, 270° Gear Operator Handle, Fits T-100, S-100, JP-100 Series
220-015 | Slo-Ball Handle | 3/4" | 77.6 | 100 |  | 16 | 662527301895 | Accessory, 270° Gear Operator Handle, Fits T-100, S-100, JP-100 Series
220-016 | Slo-Ball Handle | 1", 1-1/4" | 85.946 | 100 |  | 18 | 662527301888 | Accessory, 270° Gear Operator Handle, Fits T-100, S-100, JP-100 Series
220-017 | Slo-Ball Handle | 1-1/2", 2" | 160.481 | 30 |  | 17 | 662527301901 | Accessory, 270° Gear Operator Handle, Fits T-100, S-100, JP-100 Series
220-103 | Memory Stop | 1/4", 3/8", 1/2" | 9.789 | 200 |  | 16 | 662527301918 | Accessory, Fits T-100, S-100, JP-100 Series
220-104 | Memory Stop | 3/4" | 11.025 | 200 |  | 17 | 662527301925 | Accessory, Fits T-100, S-100, JP-100 Series
220-105 | Memory Stop | 1", 1-1/4" | 16.061 | 200 |  | 19 | 662527301932 | Accessory, Fits T-100, S-100, JP-100 Series
220-106 | Memory Stop | 1-1/2", 2" | 24.819 | 200 |  | 36 | 662527301949 | Accessory, Fits T-100, S-100, JP-100 Series
899-113 | Square Head Top | 1/2” | 35.174 | 150 |  | 50 |  | Accessory, 1-1/16” Diameter, Fits T-100, S-100, JP-100 Series
899-114 | Square Head Top | 3/4” | 35.174 | 150 |  | 52 |  | Accessory, 1-1/16” Diameter, Fits T-100, S-100, JP-100 Series
899-115 | Square Head Top | 1”, 1-1/4” | 36.759 | 150 |  | 54 |  | Accessory, 1-1/16” Diameter, Fits T-100, S-100, JP-100 Series
899-117 | Square Head Top | 1-1/2”, 2” | 40.507 | 150 |  | 60 |  | Accessory, 1-1/16” Diameter, Fits T-100, S-100, JP-100 Series
200-103EH | Stem Extension | 1/4", 3/8", 1/2" | 24.863 |  |  |  | 662527324504 | Accessory, 2", Fits T/S-200CSSG, T/S-200CS
200-105EH | Stem Extension | 3/4", 1" | 30.227 |  |  |  | 662527324511 | Accessory, 2", Fits T/S-200CSSG, T/S-200CS
200-106EH | Stem Extension | 1-1/4" | 35.546 |  |  |  | 662527324528 | Accessory, 2", Fits T/S-200CSSG, T/S-200CS
200-108EH | Stem Extension | 1-1/2", 2" | 52.051 |  |  |  | 662527324535 | Accessory, 2", Fits T/S-200CSSG, T/S-200CS
230-004 | Stem Extension | 1/4", 3/8", 1/2" | 31.298 | 100 |  | 23 | 662527302144 | Accessory, 2", T.E.A. Coated, Fits T-100, S-100, JP-100 Series
230-005 | Stem Extension | 3/4" | 34.015 | 100 |  | 31 | 662527302151 | Accessory, 2", T.E.A. Coated, Fits T-100, S-100, JP-100 Series
230-006 | Stem Extension | 1", 1-1/4" | 39.863 | 100 |  | 39 | 662527302168 | Accessory, 2", T.E.A. Coated, Fits T-100, S-100, JP-100 Series
230-007 | Stem Extension | 1-1/2", 2" | 54.713 | 100 |  | 75 | 662527302175 | Accessory, 2", T.E.A. Coated, Fits T-100, S-100, JP-100 Series
230-008 | Stem Extension | 2-1/2", 3" | 73.942 | 50 |  | 50 | 662527302182 | Accessory, 2", T.E.A. Coated, Fits T-100, S-100, JP-100 Series
100-103EH | Stem Extension for JF-100 Series | 1/4" - 1/2" | 15.387 |  |  |  | 662527297808 | Accessory, 2", Fits JP-150G, T/S-412G, T/S-422G, JF-100T/S, T/S-110, T-100HF, S-100HS
100-105EH | Stem Extension for JF-100 Series | 3/4" - 1" | 27.379 |  |  |  | 662527297815 | Accessory, 2", Fits JP-150G, T/S-412G, T/S-422G, JF-100T/S, T/S-110, T-100HF, S-100HS
100-108EH | Stem Extension for JF-100 Series | 1-1/4" - 2" | 43.66 |  |  |  | 662527297822 | Accessory, 2", Fits JP-150G, T/S-412G, T/S-422G, JF-100T/S, T/S-110, T-100HF, S-100HS
ARK-JV-50V | Viton® O-Ring Repair Kit |  | 71.636 |  |  |  |  | Viton® O-Ring Repair Kit | 38.74
ARK-JV-60V | Viton® O-Ring Repair Kit |  | 85.579 |  |  |  |  | Viton® O-Ring Repair Kit | 46.28
ARK-JV-70V | Viton® O-Ring Repair Kit |  | 97.561 |  |  |  |  | Viton® O-Ring Repair Kit | 52.76
ARK-JV-80V | Viton® O-Ring Repair Kit |  | 114.351 |  |  |  |  | Viton® O-Ring Repair Kit | 61.84
ARK-JV-90V | Viton® O-Ring Repair Kit |  | 131.678 |  |  |  |  | Viton® O-Ring Repair Kit | 71.21
ARK-JV-100V | Viton® O-Ring Repair Kit |  | 174.023 |  |  |  |  | Viton® O-Ring Repair Kit | 94.11
ARK-JV-120V | Viton® O-Ring Repair Kit |  | 237.32 |  |  |  |  | Viton® O-Ring Repair Kit | 128.34
ARK-JV-140V | Viton® O-Ring Repair Kit |  | 324.23 |  |  |  |  | Viton® O-Ring Repair Kit | 175.34
ARK-JV-160V | Viton® O-Ring Repair Kit |  | 346.253 |  |  |  |  | Viton® O-Ring Repair Kit | 187.25
ARK-JV-190V | Viton® O-Ring Repair Kit |  | 409.568 |  |  |  |  | Viton® O-Ring Repair Kit | 221.49
ARK-JV-200V | Viton® O-Ring Repair Kit |  | 458.829 |  |  |  |  | Viton® O-Ring Repair Kit | 248.13
ARK-JV-240V | Viton® O-Ring Repair Kit |  | 526.804 |  |  |  |  | Viton® O-Ring Repair Kit | 284.89
ARK-JV-260V | Viton® O-Ring Repair Kit |  | 609.128 |  |  |  |  | Viton® O-Ring Repair Kit | 329.41
ARK-JV-300V | Viton® O-Ring Repair Kit |  | 808.318 |  |  |  |  | Viton® O-Ring Repair Kit | 437.13
ARK-JV-350V | Viton® O-Ring Repair Kit |  | 988 |  |  |  |  | Viton® O-Ring Repair Kit | 534.3
221-014 | Filterball Replacement Filters | 1/2” and 3/4" Heavy Pattern* | 21.754 | 250 |  | 4 |  | Mesh 20, 304 Stainless Steel
221-015 | Filterball Replacement Filters | 1" | 24.201 | 200 |  | 4 |  | Mesh 20, 304 Stainless Steel
221-016 | Filterball Replacement Filters | 1-1/4" | 27.949 | 150 |  | 5 |  | Mesh 20, 304 Stainless Steel
221-017 | Filterball Replacement Filters | 1-1/2" | 32.392 | 80 |  | 5 |  | Mesh 20, 304 Stainless Steel
221-018 | Filterball Replacement Filters | 2" | 49.703 | 40 |  | 5 |  | Mesh 20, 304 Stainless Steel
221-114 | Filterball Replacement Filters | 1/2” and 3/4" Heavy Pattern* | 23.969 | 250 |  | 4 |  | Mesh 40, 304 Stainless Steel
221-115 | Filterball Replacement Filters | 1" | 26.725 | 200 |  | 4 |  | Mesh 40, 304 Stainless Steel
221-116 | Filterball Replacement Filters | 1-1/4" | 31.014 | 150 |  | 4 |  | Mesh 40, 304 Stainless Steel
221-117 | Filterball Replacement Filters | 1-1/2" | 35.986 | 80 |  | 6 |  | Mesh 40, 304 Stainless Steel
221-118 | Filterball Replacement Filters | 2" | 55.215 | 40 |  | 5 |  | Mesh 40, 304 Stainless Steel
221-204 | Filterball Replacement Filters | 1/2” and 3/4" Heavy Pattern* | 43.34 | 250 |  | 5 |  | Mesh 60, 304 Stainless Steel
221-205 | Filterball Replacement Filters | 1" | 48.621 | 200 |  | 6 |  | Mesh 60, 304 Stainless Steel
221-206 | Filterball Replacement Filters | 1-1/4" | 55.215 | 150 |  | 7 |  | Mesh 60, 304 Stainless Steel
221-207 | Filterball Replacement Filters | 1-1/2" | 64.708 | 80 |  | 6 |  | Mesh 60, 304 Stainless Steel
221-208 | Filterball Replacement Filters | 2" | 99.934 | 40 |  | 6 |  | Mesh 60, 304 Stainless Steel
221-214 | Filterball Replacement Filters | 1/2” and 3/4" Heavy Pattern* | 47.32 | 250 |  | 5 |  | Mesh 80, 304 Stainless Steel
221-215 | Filterball Replacement Filters | 1" | 53.373 | 200 |  | 6 |  | Mesh 80, 304 Stainless Steel
221-216 | Filterball Replacement Filters | 1-1/4" | 61.037 | 150 |  | 7 |  | Mesh 80, 304 Stainless Steel
221-217 | Filterball Replacement Filters | 1-1/2" | 70.916 | 80 |  | 6 |  | Mesh 80, 304 Stainless Steel
221-218 | Filterball Replacement Filters | 2" | 109.58 | 40 |  | 6 |  | Mesh 80, 304 Stainless Steel
221-224 | Filterball Replacement Filters | 1/2” and 3/4" Heavy Pattern* | 49.703 | 250 |  | 5 |  | Mesh 100, 304 Stainless Steel
221-225 | Filterball Replacement Filters | 1" | 55.666 | 200 |  | 6 |  | Mesh 100, 304 Stainless Steel
221-226 | Filterball Replacement Filters | 1-1/4" | 63.716 | 150 |  | 3 |  | Mesh 100, 304 Stainless Steel
221-227 | Filterball Replacement Filters | 1-1/2" | 74.354 | 80 |  | 6 |  | Mesh 100, 304 Stainless Steel
221-228 | Filterball Replacement Filters | 2" | 114.642 | 40 |  | 6 |  | Mesh 100, 304 Stainless Steel